## NEA_ELS_AirConditioner(3-Phase)
COR Number | Brand | Model | Green Ticks | Cooling Capacity (kW) | Full Load COP¹,² | COP at 75% Part Load¹,² | COP at 50% Part Load¹,² | COP at 25% Part Load¹,² | IEER | Annual Energy Consumption (kWh)⁴,⁵ | Annual Energy Cost ($)⁴,⁶ | Date of Expiry | Number of Indoor Units Used for Test | Model No. of Indoor Units Used for Test
MELS-DAI-VF210002 | Daikin | RSUQ8AYM, RSUQ8AYMG | 1 | 21.73 | 3.20 | 4.12 | 5.31 | 6.22 | 4.65 | 14551 | 2183 | 31/03/2027 | 4 | FXFSQ50AVM, FXFSQ50AVM, FXFSQ50AVM, FXFSQ50AVM
ELS-DAI-VF240177 | Daikin | RXQ18BYMG | 2 | 48.30 | 3.73 | 4.53 | 5.76 | 5.84 | 4.97 | 29617 | 4443 | 09/10/2027 | 12 | FXFSQ25CVM, FXFSQ25CVM, FXFSQ25CVM, FXFSQ25CVM, FXFSQ25CVM, FXFSQ25CVM, FXFSQ50CVM, FXFSQ50CVM, FXFSQ50CVM, FXFSQ50CVM, FXFSQ50CVM, FXFSQ50CVM
MELS-DAI-VF210076 | Daikin | RXUQ12AYM, RXUQ12AYMG | 4 | 32.33 | 3.96 | 5.43 | 6.81 | 5.24 | 5.71 | 16409 | 2461 | 31/03/2027 | 6 | FXFSQ50AVM, FXFSQ50AVM, FXFSQ50AVM, FXFSQ50AVM, FXFSQ50AVM, FXFSQ50AVM
MELS-DAI-VF210064 | Daikin | RWHQ18TYM, RWHQ18TYMG | 1 | 48.27 | 3.01 | 3.90 | 4.94 | 5.75 | 4.36 | 33585 | 5038 | 31/03/2027 | 9 | FXFQ50SVM, FXFQ50SVM, FXFQ50SVM, FXFQ50SVM, FXFQ50SVM, FXFQ50SVM, FXFQ50SVM, FXFQ50SVM, FXFQ50SVM
MELS-DAI-VF210021 | Daikin | RXQ16AYMW | 1 | 43.42 | 3.22 | 4.11 | 4.89 | 5.35 | 4.43 | 28840 | 4326 | 31/03/2027 | 8 | FXFSQ50AVM, FXFSQ50AVM, FXFSQ50AVM, FXFSQ50AVM, FXFSQ50AVM, FXFSQ50AVM, FXFSQ50AVM, FXFSQ50AVM
MELS-DAI-VF210003 | Daikin | RXQ18AYM, RXQ18AYMG | 1 | 48.27 | 2.97 | 4.18 | 4.63 | 5.08 | 4.38 | 32085 | 4813 | 31/03/2027 | 9 | FXFSQ50AVM, FXFSQ50AVM, FXFSQ50AVM, FXFSQ50AVM, FXFSQ50AVM, FXFSQ50AVM, FXFSQ50AVM, FXFSQ50AVM, FXFSQ50AVM
MELS-DAI-VF210069 | Daikin | RXQ12AYMW | 3 | 32.33 | 3.49 | 4.88 | 6.19 | 5.97 | 5.30 | 18029 | 2704 | 31/03/2027 | 6 | FXFSQ50AVM, FXFSQ50AVM, FXFSQ50AVM, FXFSQ50AVM, FXFSQ50AVM, FXFSQ50AVM
MELS-DAI-VF210060 | Daikin | RXUQ14AYM, RXUQ14AYMG | 3 | 38.60 | 3.80 | 5.06 | 6.57 | 6.46 | 5.57 | 20621 | 3093 | 31/03/2027 | 7 | FXFSQ50AVM, FXFSQ50AVM, FXFSQ50AVM, FXFSQ50AVM, FXFSQ50AVM, FXFSQ50AVM, FXFSQ50AVM
MELS-DAI-VF210061 | Daikin | RQQ20TYM, RQQ20TYMG | 1 | 54.04 | 2.97 | 4.18 | 5.14 | 3.92 | 4.35 | 36060 | 5409 | 31/03/2027 | 10 | FXFQ50SVM, FXFQ50SVM, FXFQ50SVM, FXFQ50SVM, FXFQ50SVM, FXFQ50SVM, FXFQ50SVM, FXFQ50SVM, FXFQ50SVM, FXFQ50SVM
MELS-DAI-VF210062 | Daikin | RQQ18TYM, RQQ18TYMG | 1 | 48.25 | 2.98 | 4.31 | 5.20 | 3.69 | 4.42 | 31579 | 4737 | 31/03/2027 | 9 | FXFQ50SVM, FXFQ50SVM, FXFQ50SVM, FXFQ50SVM, FXFQ50SVM, FXFQ50SVM, FXFQ50SVM, FXFQ50SVM, FXFQ50SVM
MELS-DAI-VF210089 | Daikin | RWHQ20TYM, RWHQ20TYMG | 1 | 54.06 | 2.98 | 3.89 | 4.96 | 5.71 | 4.35 | 37661 | 5649 | 31/03/2027 | 10 | FXFQ50SVM, FXFQ50SVM, FXFQ50SVM, FXFQ50SVM, FXFQ50SVM, FXFQ50SVM, FXFQ50SVM, FXFQ50SVM, FXFQ50SVM, FXFQ50SVM
MELS-DAI-VF210011 | Daikin | RXQ6AYMW | 3 | 15.45 | 4.45 | 5.52 | 6.05 | 3.22 | 5.34 | 8124 | 1219 | 31/03/2027 | 3 | FXFSQ50AVM, FXFSQ50AVM, FXFSQ50AVM
MELS-DAI-VF210057 | Daikin | RWHQ8TYM, RWHQ8TYMG | 2 | 21.62 | 3.97 | 4.72 | 5.69 | 3.93 | 4.84 | 12867 | 1930 | 31/03/2027 | 4 | FXFQ50SVM, FXFQ50SVM, FXFQ50SVM, FXFQ50SVM
MELS-DAI-VF210009 | Daikin | RSUQ9AYM, RSUQ9AYMG | 1 | 23.28 | 3.15 | 4.17 | 5.31 | 6.19 | 4.67 | 15436 | 2315 | 31/03/2027 | 5 | FXFSQ50AVM, FXFSQ50AVM, FXFSQ50AVM, FXFSQ50AVM, FXFSQ25AVM
MELS-DAI-VF210041 | Daikin | RXQ8AYMW | 2 | 21.62 | 3.93 | 5.02 | 5.66 | 3.02 | 4.90 | 12400 | 1860 | 31/03/2027 | 4 | FXFSQ50AVM, FXFSQ50AVM, FXFSQ50AVM, FXFSQ50AVM
MELS-DAI-VF210058 | Daikin | RWHQ6TYM, RWHQ6TYMG | 2 | 15.44 | 4.23 | 5.29 | 5.86 | 3.86 | 5.23 | 8459 | 1269 | 31/03/2027 | 3 | FXFQ50SVM, FXFQ50SVM, FXFQ50SVM
MELS-DAI-VF210087 | Daikin | RXUQ14AYMW | 3 | 38.60 | 3.80 | 5.06 | 6.57 | 6.46 | 5.57 | 20621 | 3093 | 31/03/2027 | 7 | FXFSQ50AVM, FXFSQ50AVM, FXFSQ50AVM, FXFSQ50AVM, FXFSQ50AVM, FXFSQ50AVM, FXFSQ50AVM
MELS-DAI-VF210067 | Daikin | RQQ16TYM, RQQ16TYMG | 1 | 43.43 | 3.28 | 4.36 | 5.27 | 3.46 | 4.44 | 28134 | 4220 | 31/03/2027 | 8 | FXFQ50SVM, FXFQ50SVM, FXFQ50SVM, FXFQ50SVM, FXFQ50SVM, FXFQ50SVM, FXFQ50SVM, FXFQ50SVM
ELS-DAI-VF240169 | Daikin | RXQ24BYMG | 1 | 64.84 | 3.30 | 4.42 | 4.90 | 5.96 | 4.70 | 41473 | 6221 | 29/09/2027 | 12 | FXFSQ50CVM, FXFSQ50CVM, FXFSQ50CVM, FXFSQ50CVM, FXFSQ50CVM, FXFSQ50CVM, FXFSQ50CVM, FXFSQ50CVM, FXFSQ50CVM, FXFSQ50CVM, FXFSQ50CVM, FXFSQ50CVM
MELS-DAI-VF210063 | Daikin | RWHQ16TYM, RWHQ16TYMG | 1 | 43.42 | 3.31 | 3.95 | 4.94 | 5.71 | 4.39 | 29841 | 4476 | 31/03/2027 | 8 | FXFQ50SVM, FXFQ50SVM, FXFQ50SVM, FXFQ50SVM, FXFQ50SVM, FXFQ50SVM, FXFQ50SVM, FXFQ50SVM
ELS-DAI-VF250190 | Daikin | RXUQ16BYMG | 4 | 43.45 | 4.48 | 5.25 | 6.26 | 7.02 | 5.70 | 23122 | 3468 | 13/03/2028 | 12 | FXFSQ25CVM, FXFSQ25CVM, FXFSQ25CVM, FXFSQ25CVM, FXFSQ25CVM, FXFSQ25CVM, FXFSQ25CVM, FXFSQ25CVM, FXFSQ50CVM, FXFSQ50CVM, FXFSQ50CVM, FXFSQ50CVM
MELS-DAI-VF210015 | Daikin | RXQ6AYM, RXQ6AYMG | 3 | 15.45 | 4.45 | 5.52 | 6.05 | 3.22 | 5.34 | 8146 | 1222 | 31/03/2027 | 3 | FXFSQ50AVM, FXFSQ50AVM, FXFSQ50AVM
MELS-DAI-VF210018 | Daikin | RXUQ20AYMW | 2 | 54.05 | 3.43 | 4.62 | 5.65 | 5.40 | 4.94 | 32024 | 4804 | 31/03/2027 | 10 | FXFSQ50AVM, FXFSQ50AVM, FXFSQ50AVM, FXFSQ50AVM, FXFSQ50AVM, FXFSQ50AVM, FXFSQ50AVM, FXFSQ50AVM, FXFSQ50AVM, FXFSQ50AVM
MELS-DAI-VF210048 | Daikin | RQQ6TYM, RQQ6TYMG | 2 | 15.44 | 4.37 | 5.20 | 6.05 | 3.68 | 5.20 | 8543 | 1281 | 31/03/2027 | 3 | FXFQ50SVM, FXFQ50SVM, FXFQ50SVM
MELS-DAI-VF210016 | Daikin | RXUQ18AYMW | 2 | 48.25 | 3.56 | 4.82 | 5.82 | 5.54 | 5.12 | 27503 | 4125 | 31/03/2027 | 9 | FXFSQ50AVM, FXFSQ50AVM, FXFSQ50AVM, FXFSQ50AVM, FXFSQ50AVM, FXFSQ50AVM, FXFSQ50AVM, FXFSQ50AVM, FXFSQ50AVM
ELS-DAI-VF250186 | Daikin | RXUQ8BYMG | 5 | 21.64 | 5.10 | 6.01 | 6.63 | 6.90 | 6.25 | 10323 | 1548 | 13/03/2028 | 8 | FXFSQ25CVM, FXFSQ25CVM, FXFSQ25CVM, FXFSQ25CVM, FXFSQ25CVM, FXFSQ25CVM, FXFSQ25CVM, FXFSQ25CVM
ELS-DAI-VF240178 | Daikin | RXQ26BYMG | 1 | 70.53 | 2.95 | 4.01 | 4.68 | 5.71 | 4.36 | 49226 | 7384 | 13/10/2027 | 12 | FXFSQ50CVM, FXFSQ50CVM, FXFSQ50CVM, FXFSQ50CVM, FXFSQ50CVM, FXFSQ50CVM, FXFSQ50CVM, FXFSQ50CVM, FXFSQ50CVM, FXFSQ50CVM, FXFSQ80AVM, FXFSQ80AVM
ELS-DAI-VF240170 | Daikin | RXQ22BYMG | 1 | 59.74 | 3.53 | 4.44 | 5.10 | 6.08 | 4.78 | 37603 | 5641 | 29/09/2027 | 12 | FXFSQ25CVM, FXFSQ25CVM, FXFSQ50CVM, FXFSQ50CVM, FXFSQ50CVM, FXFSQ50CVM, FXFSQ50CVM, FXFSQ50CVM, FXFSQ50CVM, FXFSQ50CVM, FXFSQ50CVM, FXFSQ50CVM
ELS-DAI-VF250188 | Daikin | RXUQ10BYMG | 5 | 27.18 | 4.90 | 6.00 | 6.80 | 6.83 | 6.27 | 12923 | 1938 | 13/03/2028 | 10 | FXFSQ25CVM, FXFSQ25CVM, FXFSQ25CVM, FXFSQ25CVM, FXFSQ25CVM, FXFSQ25CVM, FXFSQ25CVM, FXFSQ25CVM, FXFSQ25CVM, FXFSQ25CVM
ELS-DAI-VF250184 | Daikin | RXUQ6BYMG | 5 | 15.59 | 5.65 | 6.29 | 7.05 | 6.20 | 6.45 | 7068 | 1060 | 11/03/2028 | 6 | FXFSQ25CVM, FXFSQ25CVM, FXFSQ25CVM, FXFSQ25CVM, FXFSQ25CVM, FXFSQ25CVM
MELS-DAI-VF210068 | Daikin | RXQ8AYM, RXQ8AYMG | 2 | 21.62 | 3.93 | 5.02 | 5.66 | 3.02 | 4.90 | 12400 | 1860 | 31/03/2027 | 4 | FXFSQ50AVM, FXFSQ50AVM, FXFSQ50AVM, FXFSQ50AVM
MELS-DAI-VF210004 | Daikin | RXUQ18AYM, RXUQ18AYMG | 2 | 48.25 | 3.56 | 4.82 | 5.82 | 5.54 | 5.12 | 27503 | 4125 | 31/03/2027 | 9 | FXFSQ50AVM, FXFSQ50AVM, FXFSQ50AVM, FXFSQ50AVM, FXFSQ50AVM, FXFSQ50AVM, FXFSQ50AVM, FXFSQ50AVM, FXFSQ50AVM
MELS-DAI-VF210049 | Daikin | RQQ14TYM, RQQ14TYMG | 1 | 38.60 | 3.62 | 4.41 | 5.30 | 3.42 | 4.48 | 24751 | 3713 | 31/03/2027 | 7 | FXFQ50SVM, FXFQ50SVM, FXFQ50SVM, FXFQ50SVM, FXFQ50SVM, FXFQ50SVM, FXFQ50SVM
MELS-DAI-VF210088 | Daikin | RXMQ9AY1 | 1 | 23.16 | 3.46 | 4.09 | 5.19 | 5.71 | 4.54 | 15583 | 2337 | 31/03/2027 | 5 | FXFQ25SVM, FXFQ50SVM, FXFQ50SVM, FXFQ50SVM, FXFQ50SVM
MELS-DAI-VF210013 | Daikin | RSUQ7AYM, RSUQ7AYMG | 2 | 19.40 | 3.46 | 4.31 | 5.43 | 6.33 | 4.81 | 12483 | 1872 | 31/03/2027 | 4 | FXFSQ50AVM, FXFSQ50AVM, FXFSQ50AVM, FXFSQ25AVM
ELS-DAI-VF250185 | Daikin | RXUQ18BYMG | 3 | 48.25 | 4.18 | 4.97 | 5.67 | 6.42 | 5.30 | 27202 | 4080 | 13/03/2028 | 12 | FXFSQ25CVM, FXFSQ25CVM, FXFSQ25CVM, FXFSQ25CVM, FXFSQ25CVM, FXFSQ25CVM, FXFSQ50CVM, FXFSQ50CVM, FXFSQ50CVM, FXFSQ50CVM, FXFSQ50CVM, FXFSQ50CVM
MELS-DAI-VF210043 | Daikin | RXQ20AYMW | 1 | 54.04 | 2.96 | 4.08 | 4.87 | 5.09 | 4.37 | 36276 | 5441 | 31/03/2027 | 10 | FXFSQ50AVM, FXFSQ50AVM, FXFSQ50AVM, FXFSQ50AVM, FXFSQ50AVM, FXFSQ50AVM, FXFSQ50AVM, FXFSQ50AVM, FXFSQ50AVM, FXFSQ50AVM
MELS-DAI-VF210071 | Daikin | RXQ16AYM, RXQ16AYMG | 1 | 43.42 | 3.22 | 4.11 | 4.89 | 5.35 | 4.43 | 28840 | 4326 | 31/03/2027 | 8 | FXFSQ50AVM, FXFSQ50AVM, FXFSQ50AVM, FXFSQ50AVM, FXFSQ50AVM, FXFSQ50AVM, FXFSQ50AVM, FXFSQ50AVM
MELS-DAI-VF210084 | Daikin | RXUQ16AYM, RXUQ16AYMG | 3 | 43.42 | 3.57 | 4.99 | 6.51 | 6.13 | 5.47 | 23584 | 3538 | 31/03/2027 | 8 | FXFSQ50AVM, FXFSQ50AVM, FXFSQ50AVM, FXFSQ50AVM, FXFSQ50AVM, FXFSQ50AVM, FXFSQ50AVM, FXFSQ50AVM
ELS-DAI-VF240174 | Daikin | RXQ14BYMG | 3 | 38.79 | 4.24 | 5.06 | 6.03 | 6.66 | 5.47 | 21490 | 3223 | 02/10/2027 | 12 | FXFSQ25CVM, FXFSQ25CVM, FXFSQ25CVM, FXFSQ25CVM, FXFSQ25CVM, FXFSQ25CVM, FXFSQ25CVM, FXFSQ25CVM, FXFSQ25CVM, FXFSQ25CVM, FXFSQ50CVM, FXFSQ50CVM
MELS-DAI-VF210059 | Daikin | RWHQ12TYM, RWHQ12TYMG | 2 | 32.32 | 3.75 | 4.74 | 5.81 | 5.64 | 5.09 | 18744 | 2812 | 31/03/2027 | 6 | FXFQ50SVM, FXFQ50SVM, FXFQ50SVM, FXFQ50SVM, FXFQ50SVM, FXFQ50SVM
MELS-DAI-VF210042 | Daikin | RXQ10AYMW | 3 | 27.02 | 3.89 | 5.11 | 6.54 | 6.27 | 5.57 | 14348 | 2152 | 31/03/2027 | 5 | FXFSQ50AVM, FXFSQ50AVM, FXFSQ50AVM, FXFSQ50AVM, FXFSQ50AVM
MELS-DAI-VF210070 | Daikin | RXQ20AYM, RXQ20AYMG | 1 | 54.04 | 2.96 | 4.08 | 4.87 | 5.09 | 4.37 | 36276 | 5441 | 31/03/2027 | 10 | FXFSQ50AVM, FXFSQ50AVM, FXFSQ50AVM, FXFSQ50AVM, FXFSQ50AVM, FXFSQ50AVM, FXFSQ50AVM, FXFSQ50AVM, FXFSQ50AVM, FXFSQ50AVM
MELS-DAI-VF210012 | Daikin | RXQ18AYMW | 1 | 48.27 | 2.97 | 4.18 | 4.63 | 5.08 | 4.38 | 32085 | 4813 | 31/03/2027 | 9 | FXFSQ50AVM, FXFSQ50AVM, FXFSQ50AVM, FXFSQ50AVM, FXFSQ50AVM, FXFSQ50AVM, FXFSQ50AVM, FXFSQ50AVM, FXFSQ50AVM
MELS-DAI-VF210091 | Daikin | RQQ10TYM, RQQ10TYMG | 1 | 27.02 | 4.18 | 4.59 | 5.35 | 3.32 | 4.60 | 16677 | 2502 | 31/03/2027 | 5 | FXFQ50SVM, FXFQ50SVM, FXFQ50SVM, FXFQ50SVM, FXFQ50SVM
MELS-DAI-VF210055 | Daikin | RXUQ8AYMW | 5 | 21.62 | 4.44 | 5.83 | 6.74 | 7.18 | 6.19 | 10230 | 1535 | 31/03/2027 | 4 | FXFSQ50AVM, FXFSQ50AVM, FXFSQ50AVM, FXFSQ50AVM
MELS-DAI-VF210017 | Daikin | RXUQ12AYMW, RXUQ12AYMWG | 4 | 32.33 | 3.96 | 5.43 | 6.81 | 5.24 | 5.71 | 16409 | 2461 | 31/03/2027 | 6 | FXFSQ50AVM, FXFSQ50AVM, FXFSQ50AVM, FXFSQ50AVM, FXFSQ50AVM, FXFSQ50AVM
ELS-DAI-VF250183 | Daikin | RXUQ14BYMG | 4 | 38.69 | 4.58 | 5.41 | 6.52 | 7.33 | 5.90 | 19875 | 2981 | 11/03/2028 | 12 | FXFSQ25CVM, FXFSQ25CVM, FXFSQ25CVM, FXFSQ25CVM, FXFSQ25CVM, FXFSQ25CVM, FXFSQ25CVM, FXFSQ25CVM, FXFSQ25CVM, FXFSQ25CVM, FXFSQ50CVM, FXFSQ50CVM
MELS-DAI-VF210051 | Daikin | RQQ8TYM, RQQ8TYMG | 2 | 21.62 | 3.90 | 4.88 | 5.78 | 3.64 | 4.92 | 12607 | 1891 | 31/03/2027 | 4 | FXFQ50SVM, FXFQ50SVM, FXFQ50SVM, FXFQ50SVM
ELS-DAI-VF250191 | Daikin | RXUQ20BYMG | 3 | 54.20 | 4.11 | 4.83 | 5.65 | 6.76 | 5.25 | 31162 | 4674 | 16/03/2028 | 12 | FXFSQ25CVM, FXFSQ25CVM, FXFSQ25CVM, FXFSQ25CVM, FXFSQ50CVM, FXFSQ50CVM, FXFSQ50CVM, FXFSQ50CVM, FXFSQ50CVM, FXFSQ50CVM, FXFSQ50CVM, FXFSQ50CVM
MELS-DAI-VF210096 | Daikin | RWHQ10TYM, RWHQ10TYMG | 2 | 27.02 | 3.78 | 4.98 | 6.04 | 4.55 | 5.15 | 15182 | 2277 | 31/03/2027 | 5 | FXFQ50SVM, FXFQ50SVM, FXFQ50SVM, FXFQ50SVM, FXFQ50SVM
MELS-DAI-VF210094 | Daikin | RXQ14AYM, RXQ14AYMG | 2 | 38.61 | 3.68 | 4.70 | 6.06 | 5.91 | 5.15 | 22185 | 3328 | 31/03/2027 | 7 | FXFSQ50AVM, FXFSQ50AVM, FXFSQ50AVM, FXFSQ50AVM, FXFSQ50AVM, FXFSQ50AVM, FXFSQ50AVM
MELS-DAI-VF210020 | Daikin | RXQ14AYMW | 2 | 38.61 | 3.68 | 4.70 | 6.06 | 5.91 | 5.15 | 22185 | 3328 | 31/03/2027 | 7 | FXFSQ50AVM, FXFSQ50AVM, FXFSQ50AVM, FXFSQ50AVM, FXFSQ50AVM, FXFSQ50AVM, FXFSQ50AVM
MELS-DAI-VF210010 | Daikin | RXUQ6AYM, RXUQ6AYMG | 5 | 15.44 | 4.74 | 6.13 | 6.67 | 6.84 | 6.32 | 7062 | 1059 | 31/03/2027 | 3 | FXFSQ50AVM, FXFSQ50AVM, FXFSQ50AVM
MELS-DAI-VF210039 | Daikin | RXUQ8AYM, RXUQ8AYMG | 5 | 21.62 | 4.44 | 5.83 | 6.74 | 7.18 | 6.19 | 10230 | 1535 | 31/03/2027 | 4 | FXFSQ50AVM, FXFSQ50AVM, FXFSQ50AVM, FXFSQ50AVM
MELS-DAI-VF210040 | Daikin | RXUQ10AYM, RXUQ10AYMG | 5 | 27.02 | 4.28 | 5.69 | 6.83 | 7.41 | 6.15 | 13008 | 1951 | 31/03/2027 | 5 | FXFSQ50AVM, FXFSQ50AVM, FXFSQ50AVM, FXFSQ50AVM, FXFSQ50AVM
MELS-DAI-VF210065 | Daikin | RWHQ14TYM, RWHQ14TYMG | 1 | 38.60 | 3.67 | 4.33 | 5.33 | 6.13 | 4.78 | 24327 | 3649 | 31/03/2027 | 7 | FXFQ50SVM, FXFQ50SVM, FXFQ50SVM, FXFQ50SVM, FXFQ50SVM, FXFQ50SVM, FXFQ50SVM
MELS-DAI-VF210083 | Daikin | RXUQ10AYMW | 5 | 27.02 | 4.28 | 5.69 | 6.83 | 7.41 | 6.15 | 13008 | 1951 | 31/03/2027 | 5 | FXFSQ50AVM, FXFSQ50AVM, FXFSQ50AVM, FXFSQ50AVM, FXFSQ50AVM
MELS-DAI-VF210014 | Daikin | RXUQ20AYM, RXUQ20AYMG | 2 | 54.05 | 3.43 | 4.62 | 5.65 | 5.40 | 4.94 | 32024 | 4804 | 31/03/2027 | 10 | FXFSQ50AVM, FXFSQ50AVM, FXFSQ50AVM, FXFSQ50AVM, FXFSQ50AVM, FXFSQ50AVM, FXFSQ50AVM, FXFSQ50AVM, FXFSQ50AVM, FXFSQ50AVM
ELS-DAI-VF240175 | Daikin | RXQ16BYMG | 2 | 43.63 | 3.70 | 4.43 | 5.70 | 5.98 | 4.91 | 27095 | 4064 | 02/10/2027 | 12 | FXFSQ25CVM, FXFSQ25CVM, FXFSQ25CVM, FXFSQ25CVM, FXFSQ25CVM, FXFSQ25CVM, FXFSQ25CVM, FXFSQ25CVM, FXFSQ50CVM, FXFSQ50CVM, FXFSQ50CVM, FXFSQ50CVM
MELS-DAI-VF210092 | Daikin | RQQ12TYM, RQQ12TYMG | 1 | 32.33 | 3.72 | 4.52 | 5.41 | 3.23 | 4.55 | 20235 | 3035 | 31/03/2027 | 6 | FXFQ50SVM, FXFQ50SVM, FXFQ50SVM, FXFQ50SVM, FXFQ50SVM, FXFQ50SVM
ELS-DAI-VF240172 | Daikin | RXQ20BYMG | 2 | 54.40 | 3.47 | 4.38 | 5.61 | 5.75 | 4.83 | 34110 | 5117 | 02/10/2027 | 12 | FXFSQ25CVM, FXFSQ25CVM, FXFSQ25CVM, FXFSQ25CVM, FXFSQ50CVM, FXFSQ50CVM, FXFSQ50CVM, FXFSQ50CVM, FXFSQ50CVM, FXFSQ50CVM, FXFSQ50CVM, FXFSQ50CVM
ELS-DAI-VF240173 | Daikin | RXQ10BYMG | 3 | 27.16 | 4.27 | 5.22 | 6.10 | 6.47 | 5.57 | 14732 | 2210 | 02/10/2027 | 10 | FXFSQ25CVM, FXFSQ25CVM, FXFSQ25CVM, FXFSQ25CVM, FXFSQ25CVM, FXFSQ25CVM, FXFSQ25CVM, FXFSQ25CVM, FXFSQ25CVM, FXFSQ25CVM
MELS-DAI-VF210093 | Daikin | RXUQ16AYMW, RXUQ16AYMWG | 3 | 43.42 | 3.57 | 4.99 | 6.51 | 6.13 | 5.47 | 23584 | 3538 | 31/03/2027 | 8 | FXFSQ50AVM, FXFSQ50AVM, FXFSQ50AVM, FXFSQ50AVM, FXFSQ50AVM, FXFSQ50AVM, FXFSQ50AVM, FXFSQ50AVM
MELS-DAI-VF210090 | Daikin | RXMQ8AY1 | 1 | 21.62 | 3.60 | 4.08 | 5.05 | 5.49 | 4.48 | 14634 | 2195 | 31/03/2027 | 4 | FXFQ50SVM, FXFQ50SVM, FXFQ50SVM, FXFQ50SVM
ELS-DAI-VF240176 | Daikin | RXQ12BYMG | 3 | 32.46 | 4.07 | 5.03 | 5.55 | 6.35 | 5.30 | 18393 | 2759 | 09/10/2027 | 12 | FXFSQ25CVM, FXFSQ25CVM, FXFSQ25CVM, FXFSQ25CVM, FXFSQ25CVM, FXFSQ25CVM, FXFSQ25CVM, FXFSQ25CVM, FXFSQ25CVM, FXFSQ25CVM, FXFSQ25CVM, FXFSQ25CVM
ELS-DAI-VF250189 | Daikin | RXUQ12BYMG | 5 | 32.64 | 4.46 | 5.80 | 6.50 | 7.59 | 6.16 | 16043 | 2406 | 13/03/2028 | 12 | FXFSQ25CVM, FXFSQ25CVM, FXFSQ25CVM, FXFSQ25CVM, FXFSQ25CVM, FXFSQ25CVM, FXFSQ25CVM, FXFSQ25CVM, FXFSQ25CVM, FXFSQ25CVM, FXFSQ25CVM, FXFSQ25CVM
MELS-DAI-VF210038 | Daikin | RXQ12AYM, RXQ12AYMG | 3 | 32.33 | 3.49 | 4.88 | 6.19 | 5.97 | 5.30 | 18029 | 2704 | 31/03/2027 | 6 | FXFSQ50AVM, FXFSQ50AVM, FXFSQ50AVM, FXFSQ50AVM, FXFSQ50AVM, FXFSQ50AVM
ELS-DAI-VF240171 | Daikin | RXQ8BYMG | 3 | 21.67 | 4.37 | 5.34 | 5.89 | 6.77 | 5.63 | 11664 | 1750 | 01/10/2027 | 8 | FXFSQ25CVM, FXFSQ25CVM, FXFSQ25CVM, FXFSQ25CVM, FXFSQ25CVM, FXFSQ25CVM, FXFSQ25CVM, FXFSQ25CVM
MELS-DAI-VF210036 | Daikin | RXQ10AYM, RXQ10AYMG | 3 | 27.02 | 3.89 | 5.11 | 6.54 | 6.27 | 5.57 | 14348 | 2152 | 31/03/2027 | 5 | FXFSQ50AVM, FXFSQ50AVM, FXFSQ50AVM, FXFSQ50AVM, FXFSQ50AVM
MELS-DAI-VF210019 | Daikin | RXUQ6AYMW | 5 | 15.44 | 4.74 | 6.13 | 6.67 | 6.84 | 6.32 | 7062 | 1059 | 31/03/2027 | 3 | FXFSQ50AVM, FXFSQ50AVM, FXFSQ50AVM
ELS-DHB-VF250208 | Dunham-Bush | DBVP-CTVC8EG(SIG) | 5 | 22.42 | 5.36 | 6.21 | 6.51 | 6.16 | 6.26 | 10310 | 1546 | 16/10/2028 | 8 | DBV-28Q4CAG6, DBV-28Q4CAG6, DBV-28Q4CAG6, DBV-28Q4CAG6, DBV-28Q4CAG6, DBV-28Q4CAG6, DBV-28Q4CAG6, DBV-28Q4CAG6
ELS-DHB-VF250217 | Dunham-Bush | DBVP-CTVC14EG(SIG) | 3 | 40.02 | 4.92 | 5.48 | 5.29 | 4.98 | 5.36 | 20957 | 3144 | 16/11/2028 | 24 | DBV-15Q4CAG6, DBV-15Q4CAG6, DBV-15Q4CAG6, DBV-15Q4CAG6, DBV-15Q4CAG6, DBV-15Q4CAG6, DBV-15Q4CAG6, DBV-15Q4CAG6, DBV-15Q4CAG6, DBV-15Q4CAG6, DBV-15Q4CAG6, DBV-15Q4CAG6, DBV-18Q4CAG6, DBV-18Q4CAG6, DBV-18Q4CAG6, DBV-18Q4CAG6, DBV-18Q4CAG6, DBV-18Q4CAG6, DBV-18Q4CAG6, DBV-18Q4CAG6, DBV-18Q4CAG6, DBV-18Q4CAG6, DBV-18Q4CAG6, DBV-18Q4CAG6
ELS-DHB-VF250216 | Dunham-Bush | DBVP-CTVC20EG(SIG) | 3 | 56.01 | 4.51 | 5.00 | 5.77 | 5.64 | 5.25 | 30562 | 4584 | 16/11/2028 | 24 | DBV-22Q4CAG6, DBV-22Q4CAG6, DBV-22Q4CAG6, DBV-22Q4CAG6, DBV-22Q4CAG6, DBV-22Q4CAG6, DBV-22Q4CAG6, DBV-22Q4CAG6, DBV-22Q4CAG6, DBV-22Q4CAG6, DBV-22Q4CAG6, DBV-22Q4CAG6, DBV-22Q4CAG6, DBV-22Q4CAG6, DBV-22Q4CAG6, DBV-22Q4CAG6, DBV-22Q4CAG6, DBV-22Q4CAG6, DBV-22Q4CAG6, DBV-22Q4CAG6, DBV-22Q4CAG6, DBV-22Q4CAG6, DBV-36Q4CAG6, DBV-36Q4CAG6
ELS-DHB-VF250215 | Dunham-Bush | DBVP-CTVC12EG(SIG) | 4 | 33.49 | 5.41 | 5.95 | 5.64 | 5.08 | 5.76 | 16362 | 2454 | 16/11/2028 | 22 | DBV-15Q4CAG6, DBV-15Q4CAG6, DBV-15Q4CAG6, DBV-15Q4CAG6, DBV-15Q4CAG6, DBV-15Q4CAG6, DBV-15Q4CAG6, DBV-15Q4CAG6, DBV-15Q4CAG6, DBV-15Q4CAG6, DBV-15Q4CAG6, DBV-15Q4CAG6, DBV-15Q4CAG6, DBV-15Q4CAG6, DBV-15Q4CAG6, DBV-15Q4CAG6, DBV-15Q4CAG6, DBV-15Q4CAG6, DBV-15Q4CAG6, DBV-15Q4CAG6, DBV-15Q4CAG6, DBV-15Q4CAG6
ELS-DHB-VF250218 | Dunham-Bush | DBVP-CTVC18EG(SIG) | 3 | 49.98 | 4.32 | 5.12 | 5.86 | 5.16 | 5.29 | 26987 | 4048 | 17/11/2028 | 24 | DBV-18Q4CAG6, DBV-18Q4CAG6, DBV-18Q4CAG6, DBV-18Q4CAG6, DBV-18Q4CAG6, DBV-18Q4CAG6, DBV-22Q4CAG6, DBV-22Q4CAG6, DBV-22Q4CAG6, DBV-22Q4CAG6, DBV-22Q4CAG6, DBV-22Q4CAG6, DBV-22Q4CAG6, DBV-22Q4CAG6, DBV-22Q4CAG6, DBV-22Q4CAG6, DBV-22Q4CAG6, DBV-22Q4CAG6, DBV-22Q4CAG6, DBV-22Q4CAG6, DBV-22Q4CAG6, DBV-22Q4CAG6, DBV-22Q4CAG6, DBV-22Q4CAG6
ELS-DHB-VF250221 | Dunham-Bush | DBVP-CTVC16EG(SIG) | 3 | 45.03 | 4.47 | 5.27 | 5.80 | 4.82 | 5.32 | 23932 | 3590 | 27/11/2028 | 24 | DBV-18Q4CAG6, DBV-18Q4CAG6, DBV-18Q4CAG6, DBV-18Q4CAG6, DBV-18Q4CAG6, DBV-18Q4CAG6, DBV-18Q4CAG6, DBV-18Q4CAG6, DBV-18Q4CAG6, DBV-18Q4CAG6, DBV-18Q4CAG6, DBV-18Q4CAG6, DBV-18Q4CAG6, DBV-18Q4CAG6, DBV-18Q4CAG6, DBV-18Q4CAG6, DBV-18Q4CAG6, DBV-18Q4CAG6, DBV-18Q4CAG6, DBV-18Q4CAG6, DBV-22Q4CAG6, DBV-22Q4CAG6, DBV-22Q4CAG6, DBV-22Q4CAG6
ELS-DHB-VF250214 | Dunham-Bush | DBVP-CTVC10EG(SIG) | 5 | 27.95 | 5.19 | 5.93 | 6.78 | 6.74 | 6.22 | 13047 | 1957 | 16/11/2028 | 8 | DBV-36Q4CAG6, DBV-36Q4CAG6, DBV-36Q4CAG6, DBV-36Q4CAG6, DBV-36Q4CAG6, DBV-36Q4CAG6, DBV-36Q4CAG6, DBV-36Q4CAG6
MELS-WIN-VF210074 | Fujitsu | AJA045LELBH | 3 | 14.11 | 4.42 | 5.56 | 6.41 | 3.99 | 5.54 | 7233 | 1085 | 31/03/2027 | 4 | AUXN012GLAH, AUXN012GLAH, AUXN012GLAH, AUXN012GLAH
MELS-WIN-VF210082 | Fujitsu | AJA144LNTCH | 1 | 43.20 | 3.17 | 4.09 | 5.32 | 5.71 | 4.57 | 29191 | 4379 | 31/03/2027 | 8 | AUXA18GALH, AUXA18GALH, AUXA18GALH, AUXA18GALH, AUXA18GALH, AUXA18GALH, AUXA18GALH, AUXA18GALH
MELS-WIN-VF210095 | Fujitsu | AJA126LELBH | 2 | 40.02 | 3.26 | 4.41 | 5.34 | 6.21 | 4.83 | 24245 | 3637 | 31/03/2027 | 6 | AUXK030GLEH, AUXK030GLEH, AUXK018GLEH, AUXK018GLEH, AUXK018GLEH, AUXK018GLEH
MELS-WIN-VF210075 | Fujitsu | AJA126LNTCH | 1 | 38.39 | 3.39 | 4.22 | 5.27 | 5.28 | 4.59 | 25630 | 3844 | 31/03/2027 | 7 | AUXA18GALH, AUXA18GALH, AUXA18GALH, AUXA18GALH, AUXA18GALH, AUXA18GALH, AUXA18GALH
MELS-WIN-VF210077 | Fujitsu | AJA072LELBH | 2 | 22.47 | 3.54 | 4.75 | 5.93 | 5.26 | 5.07 | 12866 | 1930 | 31/03/2027 | 4 | AUXK18GLEH, AUXK18GLEH, AUXK18GLEH, AUXK18GLEH
MELS-WIN-VF210079 | Fujitsu | AJA054LELBH | 2 | 15.66 | 4.01 | 5.13 | 6.10 | 4.16 | 5.22 | 8609 | 1291 | 31/03/2027 | 4 | AUXN012GLAH, AUXN012GLAH, AUXN012GLAH, AUXN014GLAH
MELS-WIN-VF210098 | Fujitsu | AJA090LNTCH | 1 | 27.11 | 3.53 | 4.59 | 5.53 | 4.35 | 4.76 | 16776 | 2516 | 31/03/2027 | 5 | AUXA18GALH, AUXA18GALH, AUXA18GALH, AUXA18GALH, AUXA18GALH
MELS-WIN-VF210073 | Fujitsu | AJA108LNTCH | 1 | 32.61 | 3.62 | 4.62 | 5.58 | 3.68 | 4.71 | 20238 | 3036 | 31/03/2027 | 6 | AUXA18GALH, AUXA18GALH, AUXA18GALH, AUXA18GALH, AUXA18GALH, AUXA18GALH
MELS-WIN-VF210072 | Fujitsu | AJA072LNTCH | 2 | 21.34 | 3.92 | 4.82 | 5.77 | 3.42 | 4.85 | 13206 | 1981 | 31/03/2027 | 4 | AUXA18GALH, AUXA18GALH, AUXA18GALH, AUXA18GALH
MELS-WIN-VF210086 | Fujitsu | AJA144LELBH | 1 | 45.40 | 3.01 | 4.04 | 5.17 | 6.30 | 4.57 | 29106 | 4366 | 31/03/2027 | 6 | AUXK030GLEH, AUXK030GLEH, AUXK030GLEH, AUXK030GLEH, AUXK018GLEH, AUXK018GLEH
MELS-WIN-VF210078 | Fujitsu | AJA090LELBH | 2 | 28.86 | 3.26 | 4.43 | 5.78 | 6.22 | 4.95 | 17021 | 2553 | 31/03/2027 | 4 | AUXK018GLEH, AUXK018GLEH, AUXK030GLEH, AUXK030GLEH
MELS-WIN-VF210097 | Fujitsu | AJA108LELBH | 2 | 33.53 | 3.15 | 4.35 | 5.45 | 6.18 | 4.82 | 20754 | 3113 | 31/03/2027 | 6 | AUXK018GLEH, AUXK018GLEH, AUXK018GLEH, AUXK018GLEH, AUXK018GLEH, AUXK018GLEH
MELS-WIN-VF210099 | Fujitsu | AJA040LELBH | 3 | 12.30 | 4.77 | 5.76 | 6.20 | 3.61 | 5.58 | 6205 | 931 | 31/03/2027 | 4 | AUXN009GLAH, AUXN009GLAH, AUXN009GLAH, AUXN012GLAH
ELS-WIN-VF250187 | General | AJG144JATAH | 3 | 44.99 | 4.04 | 5.16 | 6.05 | 5.77 | 5.43 | 24028 | 3604 | 13/03/2028 | 16 | AUXN009GLAH, AUXN009GLAH, AUXN009GLAH, AUXN009GLAH, AUXN009GLAH, AUXN009GLAH, AUXN009GLAH, AUXN009GLAH, AUXN009GLAH, AUXN009GLAH, AUXN009GLAH, AUXN009GLAH, AUXN009GLAH, AUXN009GLAH, AUXN009GLAH, AUXN009GLAH
ELS-WIN-VF250179 | General | AJG090JATAH | 4 | 27.94 | 4.57 | 5.71 | 6.38 | 5.30 | 5.80 | 13960 | 2094 | 06/02/2028 | 10 | AUXN009GLAH, AUXN009GLAH, AUXN009GLAH, AUXN009GLAH, AUXN009GLAH, AUXN009GLAH, AUXN009GLAH, AUXN009GLAH, AUXN009GLAH, AUXN009GLAH
ELS-WIN-VF250181 | General | AJG072JATAH | 4 | 22.27 | 4.86 | 5.69 | 6.39 | 5.05 | 5.76 | 11153 | 1673 | 06/03/2028 | 8 | AUXN009GLAH, AUXN009GLAH, AUXN009GLAH, AUXN009GLAH, AUXN009GLAH, AUXN009GLAH, AUXN009GLAH, AUXN009GLAH
ELS-WIN-VF250180 | General | AJG108JATAH | 3 | 33.87 | 4.20 | 5.32 | 6.10 | 5.45 | 5.50 | 17478 | 2622 | 06/02/2028 | 12 | AUXN009GLAH, AUXN009GLAH, AUXN009GLAH, AUXN009GLAH, AUXN009GLAH, AUXN009GLAH, AUXN009GLAH, AUXN009GLAH, AUXN009GLAH, AUXN009GLAH, AUXN009GLAH, AUXN009GLAH
ELS-WIN-VF250182 | General | AJG126JATAH | 3 | 39.56 | 4.23 | 5.33 | 6.13 | 5.78 | 5.55 | 20952 | 3143 | 06/03/2028 | 14 | AUXN009GLAH, AUXN009GLAH, AUXN009GLAH, AUXN009GLAH, AUXN009GLAH, AUXN009GLAH, AUXN009GLAH, AUXN009GLAH, AUXN009GLAH, AUXN009GLAH, AUXN009GLAH, AUXN009GLAH, AUXN009GLAH, AUXN009GLAH
ELS-GAS-VF250195 | GREE | GMVL-T12N1A | 2 | 32.77 | 3.91 | 4.61 | 5.28 | 5.51 | 4.87 | 19410 | 2912 | 17/07/2028 | 12 | GMV-ND36T/C2-T, GMV-ND36T/C2-T, GMV-ND36T/C2-T, GMV-ND36T/C2-T, GMV-ND36T/C2-T, GMV-ND36T/C2-T, GMV-ND18T/C2-T, GMV-ND18T/C2-T, GMV-ND18T/C2-T, GMV-ND18T/C2-T, GMV-ND18T/C2-T, GMV-ND18T/C2-T
ELS-GAS-VF260223 | GREE | GMVPVL-T8N1A | 2 | 21.97 | 4.16 | 4.68 | 5.33 | 5.33 | 4.91 | 13122 | 1968 | 01/03/2029 | 8 | GMV-ND28T/Da-T, GMV-ND28T/Da-T, GMV-ND28T/Da-T, GMV-ND28T/Da-T, GMV-ND28T/Da-T, GMV-ND28T/Da-T, GMV-ND28T/Da-T, GMV-ND28T/Da-T
MELS-SGR-VF220024 | GREE | GMVL-224WM/G-X(P) | 3 | 22.02 | 4.71 | 5.16 | 5.88 | 5.35 | 5.35 | 11785 | 1768 | 30/03/2028 | 12 | GMV-ND18T/C2-T, GMV-ND18T/C2-T, GMV-ND18T/C2-T, GMV-ND18T/C2-T, GMV-ND18T/C2-T, GMV-ND18T/C2-T, GMV-ND18T/C2-T, GMV-ND18T/C2-T, GMV-ND18T/C2-T, GMV-ND18T/C2-T, GMV-ND18T/C2-T, GMV-ND18T/C2-T
ELS-GAS-VF250196 | GREE | GMVL-T10N1A | 3 | 27.16 | 4.27 | 5.02 | 5.74 | 5.73 | 5.27 | 14925 | 2239 | 20/07/2028 | 12 | GMV-ND36T/C2-T, GMV-ND36T/C2-T, GMV-ND36T/C2-T, GMV-ND36T/C2-T, GMV-ND18T/C2-T, GMV-ND18T/C2-T, GMV-ND18T/C2-T, GMV-ND18T/C2-T, GMV-ND18T/C2-T, GMV-ND18T/C2-T, GMV-ND18T/C2-T, GMV-ND18T/C2-T
ELS-GAS-VF260226 | GREE | GMVPVL-T12N1A | 1 | 32.95 | 3.27 | 4.21 | 4.77 | 5.38 | 4.47 | 21406 | 3211 | 16/03/2029 | 8 | GMV-ND40T/Da-T, GMV-ND40T/Da-T, GMV-ND40T/Da-T, GMV-ND40T/Da-T, GMV-ND40T/Da-T, GMV-ND40T/Da-T, GMV-ND40T/Da-T, GMV-ND40T/Da-T
ELS-GAS-VF250198 | GREE | GMVL-T8N1A | 3 | 22.02 | 4.71 | 5.16 | 5.88 | 5.35 | 5.35 | 11785 | 1768 | 24/07/2028 | 12 | GMV-ND18T/C2-T, GMV-ND18T/C2-T, GMV-ND18T/C2-T, GMV-ND18T/C2-T, GMV-ND18T/C2-T, GMV-ND18T/C2-T, GMV-ND18T/C2-T, GMV-ND18T/C2-T, GMV-ND18T/C2-T, GMV-ND18T/C2-T, GMV-ND18T/C2-T, GMV-ND18T/C2-T
ELS-GAS-VF260224 | GREE | GMVPVL-T16N1A | 1 | 44.04 | 3.46 | 4.29 | 5.06 | 5.49 | 4.61 | 27984 | 4198 | 01/03/2029 | 12 | GMV-ND36T/Da-T, GMV-ND36T/Da-T, GMV-ND36T/Da-T, GMV-ND36T/Da-T, GMV-ND36T/Da-T, GMV-ND36T/Da-T, GMV-ND36T/Da-T, GMV-ND36T/Da-T, GMV-ND36T/Da-T, GMV-ND36T/Da-T, GMV-ND36T/Da-T, GMV-ND36T/Da-T
MELS-SGR-VF220041 | GREE | GMVL-335WM/G-X(P) | 2 | 32.77 | 3.91 | 4.61 | 5.28 | 5.51 | 4.87 | 19410 | 2912 | 30/03/2028 | 12 | GMV-ND36T/C2-T, GMV-ND36T/C2-T, GMV-ND36T/C2-T, GMV-ND36T/C2-T, GMV-ND36T/C2-T, GMV-ND36T/C2-T, GMV-ND18T/C2-T, GMV-ND18T/C2-T, GMV-ND18T/C2-T, GMV-ND18T/C2-T, GMV-ND18T/C2-T, GMV-ND18T/C2-T
ELS-EVS-VF230123 | GREE | GMV-Y280WM/D-X(S) | 2 | 27.16 | 4.07 | 4.78 | 5.47 | 5.45 | 5.01 | 15864 | 2380 | 11/05/2026 | 12 | GMV-ND36T/C2-T, GMV-ND36T/C2-T, GMV-ND36T/C2-T, GMV-ND36T/C2-T, GMV-ND18T/C2-T, GMV-ND18T/C2-T, GMV-ND18T/C2-T, GMV-ND18T/C2-T, GMV-ND18T/C2-T, GMV-ND18T/C2-T, GMV-ND18T/C2-T, GMV-ND18T/C2-T
ELS-GAS-VF260222 | GREE | GMVPVL-T10N1A | 1 | 27.69 | 3.68 | 4.34 | 4.91 | 5.20 | 4.57 | 17454 | 2618 | 01/03/2029 | 8 | GMV-ND36T/Da-T, GMV-ND36T/Da-T, GMV-ND36T/Da-T, GMV-ND36T/Da-T, GMV-ND36T/Da-T, GMV-ND36T/Da-T, GMV-ND36T/Da-T, GMV-ND36T/Da-T
MELS-SGR-VF220036 | GREE | GMVL-280WM/G-X(P) | 3 | 27.16 | 4.27 | 5.02 | 5.74 | 5.73 | 5.27 | 14925 | 2239 | 30/03/2028 | 12 | GMV-ND36T/C2-T, GMV-ND36T/C2-T, GMV-ND36T/C2-T, GMV-ND36T/C2-T, GMV-ND18T/C2-T, GMV-ND18T/C2-T, GMV-ND18T/C2-T, GMV-ND18T/C2-T, GMV-ND18T/C2-T, GMV-ND18T/C2-T, GMV-ND18T/C2-T, GMV-ND18T/C2-T
ELS-GAS-VF260225 | GREE | GMVPVL-T14N1A | 2 | 39.03 | 3.78 | 4.49 | 5.37 | 5.67 | 4.83 | 23744 | 3562 | 08/03/2029 | 12 | GMV-ND32T/Da-T, GMV-ND32T/Da-T, GMV-ND32T/Da-T, GMV-ND32T/Da-T, GMV-ND32T/Da-T, GMV-ND32T/Da-T, GMV-ND32T/Da-T, GMV-ND32T/Da-T, GMV-ND32T/Da-T, GMV-ND32T/Da-T, GMV-ND32T/Da-T, GMV-ND32T/Da-T
MELS-JOH-VF210112 | Hitachi | RAS-140HNCELW | 1 | 38.71 | 3.66 | 4.22 | 4.78 | 4.64 | 4.39 | 25782 | 3867 | 23/06/2027 | 12 | RCI- 1.0FSKDNQ, RCI- 1.0FSKDNQ, RCI- 1.0FSKDNQ, RCI- 1.0FSKDNQ, RCI- 1.0FSKDNQ, RCI- 1.0FSKDNQ, RCI- 1.0FSKDNQ, RCI- 1.0FSKDNQ, RCI- 1.0FSKDNQ, RCI- 1.0FSKDNQ, RCI- 1.0FSKDNQ, RCI- 4.0FSKDNQ
MELS-JOH-VF210114 | Hitachi | RAS-160HNCELW | 1 | 43.58 | 3.66 | 3.99 | 4.81 | 5.48 | 4.36 | 30006 | 4501 | 23/06/2027 | 14 | RCI- 1.0FSKDNQ, RCI- 1.0FSKDNQ, RCI- 1.0FSKDNQ, RCI- 1.0FSKDNQ, RCI- 1.0FSKDNQ, RCI- 1.0FSKDNQ, RCI- 3.0FSKDNQ, RCI- 1.0FSKDNQ, RCI- 1.0FSKDNQ, RCI- 1.0FSKDNQ, RCI- 1.5FSKDNQ, RCI- 1.0FSKDNQ, RCI- 1.0FSKDNQ, RCI- 1.5FSKDNQ
MELS-JOH-VF220040 | Hitachi | RAS-200HNCBLW | 2 | 54.78 | 4.00 | 4.63 | 5.54 | 6.20 | 5.03 | 32595 | 4889 | 25/09/2028 | 12 | RCI-1.5FSKDN1Q, RCI-1.5FSKDN1Q, RCI- 2.3FSKDN1Q, RCI-1.5FSKDN1Q, RCI-1.5FSKDN1Q, RCI- 2.3FSKDN1Q, RCI-1.5FSKDN1Q, RCI-1.5FSKDN1Q, RCI- 2.3FSKDN1Q, RCI-1.5FSKDN1Q, RCI-1.5FSKDN1Q, RCI- 2.3FSKDN1Q
MELS-JOH-VF210116 | Hitachi | RAS-080HNCELW | 2 | 21.62 | 4.11 | 4.71 | 5.23 | 5.43 | 4.91 | 13014 | 1952 | 23/06/2027 | 6 | RCI-1.0FSKDNQ, RCI-1.0FSKDNQ, RCI-1.5FSKDNQ, RCI-1.0FSKDNQ, RCI-1.0FSKDNQ, RCI-3.0FSKDNQ
MELS-JOH-VF210106 | Hitachi | RAS-20HNBBMQ | 1 | 54.91 | 3.63 | 4.34 | 5.10 | 5.48 | 4.65 | 34433 | 5165 | 19/04/2027 | 16 | RCI- 1.0FSKDNQ, RCI- 1.0FSKDNQ, RCI- 1.0FSKDNQ, RCI- 2.0FSKDNQ, RCI- 1.0FSKDNQ, RCI- 1.0FSKDNQ, RCI- 1.0FSKDNQ, RCI- 3.0FSKDNQ, RCI- 1.0FSKDNQ, RCI- 1.0FSKDNQ, RCI- 1.0FSKDNQ, RCI- 1.0FSKDNQ, RCI- 1.0FSKDNQ, RCI- 1.0FSKDNQ, RCI- 1.0FSKDNQ, RCI- 3.0FSKDNQ
MELS-JOH-VF220039 | Hitachi | RAS-180HNCBLW | 3 | 49.18 | 4.10 | 4.91 | 5.71 | 6.37 | 5.27 | 27934 | 4190 | 25/09/2028 | 12 | RCI-1.5FSKDN1Q, RCI-1.5FSKDN1Q, RCI-1.5FSKDN1Q, RCI-1.5FSKDN1Q, RCI-1.5FSKDN1Q, RCI-2.3FSKDN1Q, RCI-1.5FSKDN1Q, RCI-1.5FSKDN1Q, RCI-1.5FSKDN1Q, RCI-1.5FSKDN1Q, RCI-1.5FSKDN1Q, RCI-2.3FSKDN1Q
MELS-JOH-VF210100 | Hitachi | RAS-8.0HNBBMQ | 2 | 21.94 | 4.12 | 4.66 | 5.44 | 4.80 | 4.85 | 12966 | 1945 | 07/04/2027 | 6 | RCI-1.0FSKDNQ, RCI-1.0FSKDNQ, RCI-1.5FSKDNQ, RCI-1.0FSKDNQ, RCI-1.0FSKDNQ, RCI-3.0FSKDNQ
MELS-JOH-VF210113 | Hitachi | RAS-100HNCELW | 2 | 27.06 | 4.04 | 4.70 | 5.23 | 5.80 | 4.95 | 16269 | 2440 | 23/06/2027 | 8 | RCI-1.0FSKDNQ, RCI-1.0FSKDNQ, RCI-1.0FSKDNQ, RCI-1.5FSKDNQ, RCI-1.0FSKDNQ, RCI-1.0FSKDNQ, RCI-1.0FSKDNQ, RCI-3.0FSKDNQ
MELS-JOH-VF220032 | Hitachi | RAS-100HNCBLW | 4 | 27.32 | 4.82 | 5.64 | 6.28 | 5.76 | 5.79 | 13721 | 2058 | 24/09/2028 | 8 | RCI-1.3FSKDN1Q, RCI-1.3FSKDN1Q, RCI-1.3FSKDN1Q, RCI-1.3FSKDN1Q, RCI-1.3FSKDN1Q, RCI-1.3FSKDN1Q, RCI-1.3FSKDN1Q, RCI-1.3FSKDN1Q
MELS-JOH-VF220037 | Hitachi | RAS-140HNCBLW | 3 | 38.92 | 4.41 | 5.00 | 5.79 | 5.78 | 5.27 | 21864 | 3280 | 25/09/2028 | 11 | RCI-1.3FSKDN1Q, RCI-1.3FSKDN1Q, RCI-1.3FSKDN1Q, RCI-1.3FSKDN1Q, RCI-1.3FSKDN1Q, RCI-1.3FSKDN1Q, RCI-1.3FSKDN1Q, RCI-1.3FSKDN1Q, RCI-1.3FSKDN1Q, RCI-1.3FSKDN1Q, RCI-1.3FSKDN1Q
MELS-JOH-VF220033 | Hitachi | RAS-120HNCBLW | 3 | 32.85 | 4.66 | 5.06 | 5.83 | 5.39 | 5.28 | 18097 | 2714 | 24/09/2028 | 9 | RCI-1.3FSKDN1Q, RCI-1.3FSKDN1Q, RCI-1.3FSKDN1Q, RCI-1.3FSKDN1Q, RCI-1.3FSKDN1Q, RCI-1.3FSKDN1Q, RCI-1.3FSKDN1Q, RCI-1.3FSKDN1Q, RCI-1.3FSKDN1Q
MELS-JOH-VF210115 | Hitachi | RAS-180HNCELW | 1 | 48.42 | 3.32 | 3.98 | 4.85 | 5.47 | 4.36 | 33376 | 5006 | 23/06/2027 | 16 | RCI- 1.0FSKDNQ, RCI- 1.0FSKDNQ, RCI- 1.0FSKDNQ, RCI- 1.5FSKDNQ, RCI- 1.0FSKDNQ, RCI- 1.0FSKDNQ, RCI- 1.0FSKDNQ, RCI- 1.5FSKDNQ, RCI- 1.0FSKDNQ, RCI- 1.0FSKDNQ, RCI- 1.0FSKDNQ, RCI- 1.0FSKDNQ, RCI- 1.0FSKDNQ, RCI- 1.0FSKDNQ, RCI- 1.0FSKDNQ, RCI- 3.0FSKDNQ
MELS-JOH-VF220038 | Hitachi | RAS-080HNCBLW | 5 | 21.86 | 5.13 | 6.09 | 6.71 | 5.96 | 6.20 | 10220 | 1533 | 24/09/2028 | 6 | RCI-1.3FSKDN1Q, RCI-1.3FSKDN1Q, RCI-1.3FSKDN1Q, RCI-1.3FSKDN1Q, RCI-1.3FSKDN1Q, RCI-1.3FSKDN1Q
MELS-JOH-VF220034 | Hitachi | RAS-160HNCBLW | 3 | 43.76 | 4.27 | 4.96 | 6.20 | 5.92 | 5.36 | 24407 | 3661 | 25/09/2028 | 12 | RCI-1.3FSKDN1Q, RCI-1.3FSKDN1Q, RCI-1.3FSKDN1Q, RCI-1.3FSKDN1Q, RCI-1.3FSKDN1Q, RCI-1.3FSKDN1Q, RCI-1.3FSKDN1Q, RCI-1.3FSKDN1Q, RCI-1.3FSKDN1Q, RCI-1.3FSKDN1Q, RCI-1.3FSKDN1Q, RCI-1.3FSKDN1Q
MELS-JOH-VF210105 | Hitachi | RAS-14HNBBMQ | 1 | 39.21 | 3.62 | 4.14 | 4.98 | 5.13 | 4.45 | 25692 | 3854 | 19/04/2027 | 12 | RCI- 1.0FSKDNQ, RCI- 1.0FSKDNQ, RCI- 1.0FSKDNQ, RCI- 1.0FSKDNQ, RCI- 1.0FSKDNQ, RCI- 1.0FSKDNQ, RCI- 1.0FSKDNQ, RCI- 1.0FSKDNQ, RCI- 1.0FSKDNQ, RCI- 1.0FSKDNQ, RCI- 1.0FSKDNQ, RCI- 4.0FSKDNQ
MELS-JOH-VF210102 | Hitachi | RAS-12HNBBMQ | 1 | 32.83 | 3.64 | 4.22 | 4.77 | 4.65 | 4.39 | 21426 | 3214 | 19/04/2027 | 10 | RCI-1.0FSKDNQ, RCI-1.0FSKDNQ, RCI-1.0FSKDNQ, RCI-1.0FSKDNQ, RCI-1.5FSKDNQ, RCI-3.0FSKDNQ, RCI-1.0FSKDNQ, RCI-1.0FSKDNQ, RCI-1.0FSKDNQ, RCI-1.0FSKDNQ
MELS-JOH-VF210104 | Hitachi | RAS-18HNBBMQ | 1 | 48.96 | 3.59 | 4.23 | 5.15 | 5.35 | 4.58 | 31360 | 4704 | 19/04/2027 | 16 | RCI- 1.0FSKDNQ, RCI- 1.0FSKDNQ, RCI- 1.0FSKDNQ, RCI- 1.5FSKDNQ, RCI- 1.0FSKDNQ, RCI- 1.0FSKDNQ, RCI- 1.0FSKDNQ, RCI- 1.5FSKDNQ, RCI- 1.0FSKDNQ, RCI- 1.0FSKDNQ, RCI- 1.0FSKDNQ, RCI- 1.0FSKDNQ, RCI- 1.0FSKDNQ, RCI- 1.0FSKDNQ, RCI- 1.0FSKDNQ, RCI- 3.0FSKDNQ
MELS-JOH-VF220035 | Hitachi | RAS-220HNCBLW | 2 | 59.72 | 3.86 | 4.59 | 5.41 | 6.44 | 5.00 | 36047 | 5407 | 25/09/2028 | 12 | RCI-1.5FSKDN1Q, RCI-2.0FSKDN1Q, RCI-2.5FSKDN1Q, RCI-1.5FSKDN1Q, RCI-2.0FSKDN1Q, RCI-2.5FSKDN1Q, RCI-1.5FSKDN1Q, RCI-1.5FSKDN1Q, RCI-2.5FSKDN1Q, RCI-1.5FSKDN1Q, RCI-1.5FSKDN1Q, RCI-2.5FSKDN1Q
MELS-JOH-VF210101 | Hitachi | RAS-10HNBBMQ | 2 | 27.44 | 4.05 | 4.71 | 5.43 | 4.94 | 4.90 | 16064 | 2410 | 19/04/2027 | 8 | RCI-1.0FSKDNQ, RCI-1.0FSKDNQ, RCI-1.0FSKDNQ, RCI-1.5FSKDNQ, RCI-1.0FSKDNQ, RCI-1.0FSKDNQ, RCI-1.0FSKDNQ, RCI-3.0FSKDNQ
MELS-JOH-VF210103 | Hitachi | RAS-16HNBBMQ | 1 | 44.10 | 3.52 | 4.18 | 4.95 | 5.09 | 4.46 | 28760 | 4314 | 19/04/2027 | 14 | RCI-1.0FSKDNQ, RCI-1.0FSKDNQ, RCI-1.0FSKDNQ, RCI-1.0FSKDNQ, RCI-1.0FSKDNQ, RCI-1.0FSKDNQ, RCI-3.0FSKDNQ, RCI-1.0FSKDNQ, RCI-1.0FSKDNQ, RCI-1.0FSKDNQ, RCI-1.5FSKDNQ, RCI-1.0FSKDNQ, RCI-1.0FSKDNQ, RCI-1.5FSKDNQ
MELS-JOH-VF210117 | Hitachi | RAS-120HNCELW | 1 | 32.33 | 3.77 | 4.41 | 5.32 | 5.20 | 4.71 | 20397 | 3060 | 23/06/2027 | 10 | RCI-1.0FSKDNQ, RCI-1.0FSKDNQ, RCI-1.0FSKDNQ, RCI-1.0FSKDNQ, RCI-1.5FSKDNQ, RCI-3.0FSKDNQ, RCI-1.0FSKDNQ, RCI-1.0FSKDNQ, RCI-1.0FSKDNQ, RCI-1.0FSKDNQ
MELS-LGE-VF210121 | LG | ARUN080LSS0 | 1 | 22.73 | 3.91 | 4.72 | 4.96 | 3.55 | 4.61 | 13726 | 2059 | 26/12/2027 | 8 | ARNU09GTAA4, ARNU09GTAA4, ARNU09GTAA4, ARNU09GTAA4, ARNU09GTAA4, ARNU09GTAA4, ARNU09GTAA4, ARNU09GTAA4
ELS-LGE-VF230135 | LG | ARUN162LTE6 | 3 | 45.30 | 4.33 | 5.31 | 5.90 | 5.97 | 5.51 | 23526 | 3529 | 14/09/2026 | 16 | ARNU09GTAA4, ARNU09GTAA4, ARNU09GTAA4, ARNU09GTAA4, ARNU09GTAA4, ARNU09GTAA4, ARNU09GTAA4, ARNU09GTAA4, ARNU09GTAA4, ARNU09GTAA4, ARNU09GTAA4, ARNU09GTAA4, ARNU09GTAA4, ARNU09GTAA4, ARNU09GTAA4, ARNU09GTAA4
MELS-LGE-VF210033 | LG | ARUN220LTE5 | 2 | 62.52 | 3.57 | 4.63 | 5.85 | 5.95 | 5.06 | 35577 | 5337 | 31/03/2027 | 20 | ARNU12GTAA4, ARNU12GTAA4, ARNU12GTAA4, ARNU12GTAA4, ARNU12GTAA4, ARNU12GTAA4, ARNU12GTAA4, ARNU09GTAA4, ARNU09GTAA4, ARNU09GTAA4, ARNU09GTAA4, ARNU09GTAA4, ARNU09GTAA4, ARNU09GTAA4, ARNU09GTAA4, ARNU09GTAA4, ARNU09GTAA4, ARNU09GTAA4, ARNU09GTAA4, ARNU09GTAA4
MELS-LGE-VF210052 | LG | ARUN140LTE5 | 4 | 39.62 | 3.82 | 5.98 | 6.58 | 5.36 | 6.00 | 18440 | 2766 | 31/03/2027 | 20 | ARNU05GTAA4, ARNU05GTAA4, ARNU05GTAA4, ARNU05GTAA4, ARNU05GTAA4, ARNU05GTAA4, ARNU05GTAA4, ARNU05GTAA4, ARNU07GTAA4, ARNU07GTAA4, ARNU07GTAA4, ARNU07GTAA4, ARNU07GTAA4, ARNU07GTAA4, ARNU07GTAA4, ARNU07GTAA4, ARNU07GTAA4, ARNU07GTAA4, ARNU07GTAA4, ARNU07GTAA4
MELS-LGE-VF210025 | LG | ARUN080LTE5 | 3 | 22.51 | 4.41 | 5.77 | 5.98 | 3.59 | 5.52 | 11296 | 1694 | 31/03/2027 | 13 | ARNU05GTAA4, ARNU05GTAA4, ARNU05GTAA4, ARNU05GTAA4, ARNU05GTAA4, ARNU05GTAA4, ARNU05GTAA4, ARNU05GTAA4, ARNU05GTAA4, ARNU05GTAA4, ARNU07GTAA4, ARNU07GTAA4, ARNU07GTAA4
MELS-LGE-VF210032 | LG | ARUN120LTE5 | 4 | 34.05 | 3.95 | 6.03 | 6.76 | 5.01 | 6.03 | 15662 | 2349 | 31/03/2027 | 20 | ARNU05GTAA4, ARNU05GTAA4, ARNU05GTAA4, ARNU05GTAA4, ARNU05GTAA4, ARNU05GTAA4, ARNU05GTAA4, ARNU05GTAA4, ARNU05GTAA4, ARNU05GTAA4, ARNU05GTAA4, ARNU05GTAA4, ARNU05GTAA4, ARNU05GTAA4, ARNU05GTAA4, ARNU05GTAA4, ARNU07GTAA4, ARNU07GTAA4, ARNU07GTAA4, ARNU07GTAA4
MELS-LGE-VF210026 | LG | ARUN100LTE5 | 4 | 28.30 | 4.24 | 6.22 | 6.76 | 4.16 | 6.05 | 13109 | 1966 | 31/03/2027 | 16 | ARNU05GTAA4, ARNU05GTAA4, ARNU05GTAA4, ARNU05GTAA4, ARNU05GTAA4, ARNU05GTAA4, ARNU05GTAA4, ARNU05GTAA4, ARNU05GTAA4, ARNU05GTAA4, ARNU05GTAA4, ARNU05GTAA4, ARNU07GTAA4, ARNU07GTAA4, ARNU07GTAA4, ARNU07GTAA4
ELS-LGE-VF230130 | LG | ARUN082LTE6 | 5 | 22.86 | 4.94 | 6.14 | 6.43 | 6.18 | 6.19 | 10336 | 1550 | 17/08/2026 | 12 | ARNU05GTAA4, ARNU05GTAA4, ARNU05GTAA4, ARNU05GTAA4, ARNU05GTAA4, ARNU05GTAA4, ARNU07GTAA4, ARNU07GTAA4, ARNU07GTAA4, ARNU07GTAA4, ARNU07GTAA4, ARNU07GTAA4
ELS-LGE-VF230132 | LG | ARUN262LTE6 | 1 | 74.47 | 3.58 | 4.64 | 4.64 | 5.21 | 4.69 | 43792 | 6569 | 12/09/2026 | 16 | ARNU15GTAA4, ARNU15GTAA4, ARNU15GTAA4, ARNU15GTAA4, ARNU15GTAA4, ARNU15GTAA4, ARNU15GTAA4, ARNU15GTAA4, ARNU15GTAA4, ARNU15GTAA4, ARNU15GTAA4, ARNU15GTAA4, ARNU18GTAA4, ARNU18GTAA4, ARNU18GTAA4, ARNU18GTAA4
ELS-LGE-VF230139 | LG | ARUN202LTE6 | 2 | 57.03 | 4.10 | 5.12 | 5.50 | 5.55 | 5.24 | 30659 | 4599 | 17/09/2026 | 16 | ARNU12GTAA4, ARNU12GTAA4, ARNU12GTAA4, ARNU12GTAA4, ARNU12GTAA4, ARNU12GTAA4, ARNU12GTAA4, ARNU12GTAA4, ARNU12GTAA4, ARNU12GTAA4, ARNU12GTAA4, ARNU12GTAA4, ARNU12GTAA4, ARNU12GTAA4, ARNU12GTAA4, ARNU12GTAA4
ELS-LGE-VF230138 | LG | ARUN242LTE6 | 2 | 68.08 | 3.70 | 4.80 | 4.82 | 5.07 | 4.82 | 39827 | 5974 | 17/09/2026 | 16 | ARNU12GTAA4, ARNU12GTAA4, ARNU12GTAA4, ARNU12GTAA4, ARNU15GTAA4, ARNU15GTAA4, ARNU15GTAA4, ARNU15GTAA4, ARNU15GTAA4, ARNU15GTAA4, ARNU15GTAA4, ARNU15GTAA4, ARNU15GTAA4, ARNU15GTAA4, ARNU15GTAA4, ARNU15GTAA4
MELS-LGE-VF210120 | LG | ARUN120LSS0 | 2 | 34.16 | 3.72 | 5.14 | 5.58 | 3.59 | 5.02 | 19170 | 2875 | 26/12/2027 | 12 | ARNU09GTAA4, ARNU09GTAA4, ARNU09GTAA4, ARNU09GTAA4, ARNU09GTAA4, ARNU09GTAA4, ARNU09GTAA4, ARNU09GTAA4, ARNU09GTAA4, ARNU09GTAA4, ARNU09GTAA4, ARNU09GTAA4
MELS-LGE-VF210119 | LG | ARUN100LSS0 | 2 | 28.69 | 4.05 | 4.97 | 5.67 | 4.11 | 5.01 | 16171 | 2426 | 26/12/2027 | 12 | ARNU07GTAA4, ARNU07GTAA4, ARNU07GTAA4, ARNU07GTAA4, ARNU07GTAA4, ARNU07GTAA4, ARNU07GTAA4, ARNU07GTAA4, ARNU09GTAA4, ARNU09GTAA4, ARNU09GTAA4, ARNU09GTAA4
MELS-LGE-VF210037 | LG | ARUN240LTE5 | 1 | 67.71 | 3.43 | 4.41 | 5.20 | 5.55 | 4.72 | 41160 | 6174 | 31/03/2027 | 20 | ARNU12GTAA4, ARNU12GTAA4, ARNU12GTAA4, ARNU12GTAA4, ARNU12GTAA4, ARNU12GTAA4, ARNU12GTAA4, ARNU12GTAA4, ARNU12GTAA4, ARNU12GTAA4, ARNU12GTAA4, ARNU12GTAA4, ARNU12GTAA4, ARNU12GTAA4, ARNU12GTAA4, ARNU09GTAA4, ARNU09GTAA4, ARNU09GTAA4, ARNU09GTAA4, ARNU09GTAA4
ELS-LGE-VF230140 | LG | ARUN222LTE6 | 2 | 61.86 | 3.96 | 4.52 | 5.41 | 5.33 | 4.82 | 36496 | 5474 | 19/09/2026 | 16 | ARNU12GTAA4, ARNU12GTAA4, ARNU12GTAA4, ARNU12GTAA4, ARNU12GTAA4, ARNU12GTAA4, ARNU12GTAA4, ARNU12GTAA4, ARNU12GTAA4, ARNU12GTAA4, ARNU15GTAA4, ARNU15GTAA4, ARNU15GTAA4, ARNU15GTAA4, ARNU15GTAA4, ARNU15GTAA4
MELS-LGE-VF210027 | LG | ARUN160LTE5 | 3 | 44.96 | 3.75 | 5.46 | 5.80 | 5.74 | 5.54 | 22955 | 3443 | 31/03/2027 | 20 | ARNU07GTAA4, ARNU07GTAA4, ARNU07GTAA4, ARNU07GTAA4, ARNU07GTAA4, ARNU07GTAA4, ARNU07GTAA4, ARNU07GTAA4, ARNU07GTAA4, ARNU07GTAA4, ARNU07GTAA4, ARNU07GTAA4, ARNU07GTAA4, ARNU07GTAA4, ARNU07GTAA4, ARNU07GTAA4, ARNU07GTAA4, ARNU07GTAA4, ARNU07GTAA4, ARNU07GTAA4
ELS-LGE-VF230136 | LG | ARUN182LTE6 | 3 | 51.45 | 4.25 | 5.39 | 5.54 | 5.71 | 5.44 | 26335 | 3950 | 14/09/2026 | 16 | ARNU09GTAA4, ARNU09GTAA4, ARNU09GTAA4, ARNU09GTAA4, ARNU09GTAA4, ARNU09GTAA4, ARNU09GTAA4, ARNU09GTAA4, ARNU12GTAA4, ARNU12GTAA4, ARNU12GTAA4, ARNU12GTAA4, ARNU12GTAA4, ARNU12GTAA4, ARNU12GTAA4, ARNU12GTAA4
MELS-LGE-VF210028 | LG | ARUN180LTE5 | 3 | 50.48 | 3.97 | 5.33 | 5.83 | 6.16 | 5.53 | 26078 | 3912 | 31/03/2027 | 20 | ARNU07GTAA4, ARNU07GTAA4, ARNU07GTAA4, ARNU07GTAA4, ARNU07GTAA4, ARNU07GTAA4, ARNU07GTAA4, ARNU07GTAA4, ARNU09GTAA4, ARNU09GTAA4, ARNU09GTAA4, ARNU09GTAA4, ARNU09GTAA4, ARNU09GTAA4, ARNU09GTAA4, ARNU09GTAA4, ARNU09GTAA4, ARNU09GTAA4, ARNU09GTAA4, ARNU09GTAA4
MELS-LGE-VF210034 | LG | ARUN200LTE5 | 2 | 56.60 | 3.74 | 4.80 | 5.74 | 5.82 | 5.13 | 31576 | 4736 | 31/03/2027 | 20 | ARNU09GTAA4, ARNU09GTAA4, ARNU09GTAA4, ARNU09GTAA4, ARNU09GTAA4, ARNU09GTAA4, ARNU09GTAA4, ARNU09GTAA4, ARNU09GTAA4, ARNU09GTAA4, ARNU09GTAA4, ARNU09GTAA4, ARNU09GTAA4, ARNU09GTAA4, ARNU09GTAA4, ARNU09GTAA4, ARNU09GTAA4, ARNU09GTAA4, ARNU09GTAA4, ARNU09GTAA4
ELS-LGE-VF230134 | LG | ARUN102LTE6 | 5 | 28.63 | 4.83 | 6.15 | 6.18 | 6.34 | 6.15 | 13155 | 1973 | 12/09/2026 | 16 | ARNU05GTAA4, ARNU05GTAA4, ARNU05GTAA4, ARNU05GTAA4, ARNU05GTAA4, ARNU05GTAA4, ARNU05GTAA4, ARNU05GTAA4, ARNU05GTAA4, ARNU05GTAA4, ARNU07GTAA4, ARNU07GTAA4, ARNU07GTAA4, ARNU07GTAA4, ARNU07GTAA4, ARNU07GTAA4
ELS-LGE-VF230137 | LG | ARUN122LTE6 | 4 | 33.86 | 4.50 | 5.68 | 5.90 | 5.94 | 5.74 | 16902 | 2535 | 17/09/2026 | 16 | ARNU07GTAA4, ARNU07GTAA4, ARNU07GTAA4, ARNU07GTAA4, ARNU07GTAA4, ARNU07GTAA4, ARNU07GTAA4, ARNU07GTAA4, ARNU07GTAA4, ARNU07GTAA4, ARNU07GTAA4, ARNU07GTAA4, ARNU07GTAA4, ARNU07GTAA4, ARNU07GTAA4, ARNU07GTAA4
MELS-LGE-VF210035 | LG | ARUN260LTE5 | 1 | 74.00 | 3.29 | 4.28 | 5.28 | 5.04 | 4.59 | 46037 | 6906 | 31/03/2027 | 20 | ARNU12GTAA4, ARNU12GTAA4, ARNU12GTAA4, ARNU12GTAA4, ARNU12GTAA4, ARNU12GTAA4, ARNU12GTAA4, ARNU12GTAA4, ARNU12GTAA4, ARNU12GTAA4, ARNU12GTAA4, ARNU12GTAA4, ARNU12GTAA4, ARNU12GTAA4, ARNU12GTAA4, ARNU12GTAA4, ARNU12GTAA4, ARNU12GTAA4, ARNU12GTAA4, ARNU12GTAA4
ELS-LGE-VF230133 | LG | ARUN142LTE6 | 4 | 39.48 | 3.91 | 5.45 | 6.26 | 6.22 | 5.71 | 19489 | 2923 | 12/09/2026 | 16 | ARNU07GTAA4, ARNU07GTAA4, ARNU07GTAA4, ARNU07GTAA4, ARNU07GTAA4, ARNU07GTAA4, ARNU07GTAA4, ARNU07GTAA4, ARNU09GTAA4, ARNU09GTAA4, ARNU09GTAA4, ARNU09GTAA4, ARNU09GTAA4, ARNU09GTAA4, ARNU09GTAA4, ARNU09GTAA4
ELS-LGE-VF240168 | LG | ARUN103LTE6 | 5 | 28.96 | 5.04 | 6.16 | 6.21 | 6.40 | 6.18 | 13161 | 1974 | 19/08/2027 | 16 | ARNU05GTAA4, ARNU05GTAA4, ARNU05GTAA4, ARNU05GTAA4, ARNU05GTAA4, ARNU05GTAA4, ARNU05GTAA4, ARNU05GTAA4, ARNU05GTAA4, ARNU05GTAA4, ARNU07GTAA4, ARNU07GTAA4, ARNU07GTAA4, ARNU07GTAA4, ARNU07GTAA4, ARNU07GTAA4
ELS-MSP-VF250220 | Midea | MVC-M280WV2GN1(G2) | 5 | 27.95 | 5.19 | 5.93 | 6.78 | 6.72 | 6.22 | 13047 | 1957 | 24/11/2028 | 8 | MIH36Q4XN18, MIH36Q4XN18, MIH36Q4XN18, MIH36Q4XN18, MIH36Q4XN18, MIH36Q4XN18, MIH36Q4XN18, MIH36Q4XN18
ELS-MDS-VF250193 | Midea | MVC-M224WV2GN1(G) | 5 | 22.42 | 5.36 | 6.21 | 6.51 | 6.16 | 6.26 | 10310 | 1546 | 05/05/2028 | 8 | MIH28Q4XN18, MIH28Q4XN18, MIH28Q4XN18, MIH28Q4XN18, MIH28Q4XN18, MIH28Q4XN18, MIH28Q4XN18, MIH28Q4XN18
ELS-MSP-VF250210 | Midea | MVC-M400WV2GN1(G) | 3 | 40.02 | 4.92 | 5.48 | 5.29 | 4.99 | 5.36 | 20957 | 3144 | 23/10/2028 | 24 | MIH15Q4XN18, MIH15Q4XN18, MIH15Q4XN18, MIH15Q4XN18, MIH15Q4XN18, MIH15Q4XN18, MIH15Q4XN18, MIH15Q4XN18, MIH15Q4XN18, MIH15Q4XN18, MIH15Q4XN18, MIH15Q4XN18, MIH18Q4XN18, MIH18Q4XN18, MIH18Q4XN18, MIH18Q4XN18, MIH18Q4XN18, MIH18Q4XN18, MIH18Q4XN18, MIH18Q4XN18, MIH18Q4XN18, MIH18Q4XN18, MIH18Q4XN18, MIH18Q4XN18
ELS-MDS-VF230127 | Midea | MV8-670WV2RN1E(PRO) | 1 | 67.73 | 3.53 | 4.26 | 4.97 | 5.33 | 4.55 | 42203 | 6330 | 18/05/2026 | 18 | MIH36Q4XN18, MIH36Q4XN18, MIH36Q4XN18, MIH36Q4XN18, MIH36Q4XN18, MIH36Q4XN18, MIH36Q4XN18, MIH36Q4XN18, MIH36Q4XN18, MIH36Q4XN18, MIH36Q4XN18, MIH36Q4XN18, MIH45Q4XN18, MIH45Q4XN18, MIH45Q4XN18, MIH45Q4XN18, MIH45Q4XN18, MIH45Q4XN18
ELS-MSP-VF250209 | Midea | MVC-M335WV2GN1(G) | 4 | 33.49 | 5.41 | 5.96 | 5.64 | 5.07 | 5.76 | 16362 | 2454 | 23/10/2028 | 22 | MIH15Q4XN18, MIH15Q4XN18, MIH15Q4XN18, MIH15Q4XN18, MIH15Q4XN18, MIH15Q4XN18, MIH15Q4XN18, MIH15Q4XN18, MIH15Q4XN18, MIH15Q4XN18, MIH15Q4XN18, MIH15Q4XN18, MIH15Q4XN18, MIH15Q4XN18, MIH15Q4XN18, MIH15Q4XN18, MIH15Q4XN18, MIH15Q4XN18, MIH15Q4XN18, MIH15Q4XN18, MIH15Q4XN18, MIH15Q4XN18
ELS-MDS-VF240164 | Midea | MVC-M560WV2GN1(G) | 3 | 56.10 | 4.51 | 5.00 | 5.77 | 5.63 | 5.25 | 30562 | 4584 | 16/04/2027 | 24 | MIH22Q4XN18, MIH22Q4XN18, MIH22Q4XN18, MIH22Q4XN18, MIH22Q4XN18, MIH22Q4XN18, MIH22Q4XN18, MIH22Q4XN18, MIH22Q4XN18, MIH22Q4XN18, MIH22Q4XN18, MIH22Q4XN18, MIH22Q4XN18, MIH22Q4XN18, MIH22Q4XN18, MIH22Q4XN18, MIH22Q4XN18, MIH22Q4XN18, MIH22Q4XN18, MIH22Q4XN18, MIH22Q4XN18, MIH22Q4XN18, MIH36Q4XN18, MIH36Q4XN18
ELS-MDS-VF240163 | Midea | MVC-M252WV2GN1(G) | 4 | 25.19 | 5.89 | 5.86 | 5.57 | 5.18 | 5.71 | 12522 | 1878 | 03/04/2027 | 17 | MIH15Q4XN18, MIH15Q4XN18, MIH15Q4XN18, MIH15Q4XN18, MIH15Q4XN18, MIH15Q4XN18, MIH15Q4XN18, MIH15Q4XN18, MIH15Q4XN18, MIH15Q4XN18, MIH15Q4XN18, MIH15Q4XN18, MIH15Q4XN18, MIH15Q4XN18, MIH15Q4XN18, MIH15Q4XN18, MIH15Q4XN18
ELS-MDS-VF230126 | Midea | MV8-450WV2RN1E(PRO) | 1 | 44.80 | 2.88 | 4.33 | 4.70 | 4.86 | 4.46 | 29246 | 4387 | 16/05/2026 | 18 | MIH22Q4XN18, MIH22Q4XN18, MIH22Q4XN18, MIH22Q4XN18, MIH22Q4XN18, MIH22Q4XN18, MIH28Q4XN18, MIH28Q4XN18, MIH28Q4XN18, MIH28Q4XN18, MIH28Q4XN18, MIH28Q4XN18, MIH28Q4XN18, MIH28Q4XN18, MIH28Q4XN18, MIH28Q4XN18, MIH28Q4XN18, MIH28Q4XN18
ELS-MSP-VF250219 | Midea | MVC-M224WV2GN1(G) | 5 | 22.42 | 5.36 | 6.21 | 6.51 | 6.16 | 6.26 | 10310 | 1546 | 19/11/2028 | 8 | MIH28Q4XN18, MIH28Q4XN18, MIH28Q4XN18, MIH28Q4XN18, MIH28Q4XN18, MIH28Q4XN18, MIH28Q4XN18, MIH28Q4XN18
ELS-MDS-VF250192 | Midea | MVC-M280WV2GN1(G2) | 5 | 27.95 | 5.19 | 5.93 | 6.78 | 6.72 | 6.22 | 13047 | 1957 | 01/05/2028 | 8 | MIH36Q4XN18, MIH36Q4XN18, MIH36Q4XN18, MIH36Q4XN18, MIH36Q4XN18, MIH36Q4XN18, MIH36Q4XN18, MIH36Q4XN18
ELS-MSP-VF250212 | Midea | MVC-M450WV2GN1(G) | 3 | 45.03 | 4.47 | 5.27 | 5.80 | 4.82 | 5.32 | 23932 | 3590 | 27/10/2028 | 24 | MIH18Q4XN18, MIH18Q4XN18, MIH18Q4XN18, MIH18Q4XN18, MIH18Q4XN18, MIH18Q4XN18, MIH18Q4XN18, MIH18Q4XN18, MIH18Q4XN18, MIH18Q4XN18, MIH18Q4XN18, MIH18Q4XN18, MIH18Q4XN18, MIH18Q4XN18, MIH18Q4XN18, MIH18Q4XN18, MIH18Q4XN18, MIH18Q4XN18, MIH18Q4XN18, MIH18Q4XN18, MIH22Q4XN18, MIH22Q4XN18, MIH22Q4XN18, MIH22Q4XN18
ELS-MDS-VF240165 | Midea | MVC-M400WV2GN1(G) | 3 | 40.02 | 4.92 | 5.48 | 5.29 | 4.99 | 5.36 | 20957 | 3144 | 18/04/2027 | 24 | MIH15Q4XN18, MIH15Q4XN18, MIH15Q4XN18, MIH15Q4XN18, MIH15Q4XN18, MIH15Q4XN18, MIH15Q4XN18, MIH15Q4XN18, MIH15Q4XN18, MIH15Q4XN18, MIH15Q4XN18, MIH15Q4XN18, MIH18Q4XN18, MIH18Q4XN18, MIH18Q4XN18, MIH18Q4XN18, MIH18Q4XN18, MIH18Q4XN18, MIH18Q4XN18, MIH18Q4XN18, MIH18Q4XN18, MIH18Q4XN18, MIH18Q4XN18, MIH18Q4XN18
ELS-MDS-VF230122 | Midea | MV8-252WV2RN1E(PRO) | 2 | 24.69 | 3.40 | 4.98 | 5.04 | 4.39 | 4.89 | 14625 | 2194 | 09/05/2026 | 18 | MIH12Q4XN18, MIH12Q4XN18, MIH12Q4XN18, MIH12Q4XN18, MIH12Q4XN18, MIH12Q4XN18, MIH15Q4XN18, MIH15Q4XN18, MIH15Q4XN18, MIH15Q4XN18, MIH15Q4XN18, MIH15Q4XN18, MIH15Q4XN18, MIH15Q4XN18, MIH15Q4XN18, MIH15Q4XN18, MIH15Q4XN18, MIH15Q4XN18
ELS-MDS-VF230125 | Midea | MV8-335WV2RN1E(PRO) | 1 | 33.14 | 3.08 | 4.62 | 5.22 | 4.66 | 4.74 | 20649 | 3097 | 16/05/2026 | 18 | MIH15Q4XN18, MIH15Q4XN18, MIH15Q4XN18, MIH15Q4XN18, MIH15Q4XN18, MIH15Q4XN18, MIH15Q4XN18, MIH15Q4XN18, MIH15Q4XN18, MIH15Q4XN18, MIH15Q4XN18, MIH15Q4XN18, MIH28Q4XN18, MIH28Q4XN18, MIH28Q4XN18, MIH28Q4XN18, MIH28Q4XN18, MIH28Q4XN18
ELS-MDS-VF240167 | Midea | MVC-M450WV2GN1(G) | 3 | 45.03 | 4.47 | 5.27 | 5.80 | 4.82 | 5.32 | 23932 | 3590 | 24/04/2027 | 24 | MIH18Q4XN18, MIH18Q4XN18, MIH18Q4XN18, MIH18Q4XN18, MIH18Q4XN18, MIH18Q4XN18, MIH18Q4XN18, MIH18Q4XN18, MIH18Q4XN18, MIH18Q4XN18, MIH18Q4XN18, MIH18Q4XN18, MIH18Q4XN18, MIH18Q4XN18, MIH18Q4XN18, MIH18Q4XN18, MIH18Q4XN18, MIH18Q4XN18, MIH18Q4XN18, MIH18Q4XN18, MIH22Q4XN18, MIH22Q4XN18, MIH22Q4XN18, MIH22Q4XN18
ELS-MDS-VF230128 | Midea | MV8-560WV2RN1E(PRO) | 1 | 55.82 | 3.56 | 4.10 | 4.85 | 5.16 | 4.40 | 36709 | 5506 | 18/05/2026 | 18 | MIH28Q4XN18, MIH28Q4XN18, MIH28Q4XN18, MIH28Q4XN18, MIH28Q4XN18, MIH28Q4XN18, MIH28Q4XN18, MIH28Q4XN18, MIH36Q4XN18, MIH36Q4XN18, MIH36Q4XN18, MIH36Q4XN18, MIH36Q4XN18, MIH36Q4XN18, MIH36Q4XN18, MIH36Q4XN18, MIH36Q4XN18, MIH36Q4XN18
ELS-MSP-VF250211 | Midea | MVC-M500WV2GN1(G) | 3 | 49.98 | 4.32 | 5.12 | 5.86 | 5.16 | 5.29 | 26987 | 4048 | 23/10/2028 | 24 | MIH18Q4XN18, MIH18Q4XN18, MIH18Q4XN18, MIH18Q4XN18, MIH18Q4XN18, MIH18Q4XN18, MIH22Q4XN18, MIH22Q4XN18, MIH22Q4XN18, MIH22Q4XN18, MIH22Q4XN18, MIH22Q4XN18, MIH22Q4XN18, MIH22Q4XN18, MIH22Q4XN18, MIH22Q4XN18, MIH22Q4XN18, MIH22Q4XN18, MIH22Q4XN18, MIH22Q4XN18, MIH22Q4XN18, MIH22Q4XN18, MIH22Q4XN18, MIH22Q4XN18
ELS-MDS-VF240162 | Midea | MVC-M335WV2GN1(G) | 4 | 33.49 | 5.41 | 5.96 | 5.64 | 5.07 | 5.76 | 16362 | 2454 | 12/03/2027 | 22 | MIH15Q4XN18, MIH15Q4XN18, MIH15Q4XN18, MIH15Q4XN18, MIH15Q4XN18, MIH15Q4XN18, MIH15Q4XN18, MIH15Q4XN18, MIH15Q4XN18, MIH15Q4XN18, MIH15Q4XN18, MIH15Q4XN18, MIH15Q4XN18, MIH15Q4XN18, MIH15Q4XN18, MIH15Q4XN18, MIH15Q4XN18, MIH15Q4XN18, MIH15Q4XN18, MIH15Q4XN18, MIH15Q4XN18, MIH15Q4XN18
ELS-MDS-VF240161 | Midea | MVC-M280WV2GN1(G) | 4 | 27.97 | 5.77 | 5.89 | 5.56 | 5.18 | 5.72 | 13855 | 2078 | 14/01/2027 | 19 | MIH15Q4XN18, MIH15Q4XN18, MIH15Q4XN18, MIH15Q4XN18, MIH15Q4XN18, MIH15Q4XN18, MIH15Q4XN18, MIH15Q4XN18, MIH15Q4XN18, MIH15Q4XN18, MIH15Q4XN18, MIH15Q4XN18, MIH15Q4XN18, MIH15Q4XN18, MIH15Q4XN18, MIH15Q4XN18, MIH15Q4XN18, MIH15Q4XN18, MIH15Q4XN18
ELS-MDS-VF240166 | Midea | MVC-M500WV2GN1(G) | 3 | 49.98 | 4.32 | 5.12 | 5.86 | 5.16 | 5.29 | 26987 | 4048 | 23/04/2027 | 24 | MIH18Q4XN18, MIH18Q4XN18, MIH18Q4XN18, MIH18Q4XN18, MIH18Q4XN18, MIH18Q4XN18, MIH22Q4XN18, MIH22Q4XN18, MIH22Q4XN18, MIH22Q4XN18, MIH22Q4XN18, MIH22Q4XN18, MIH22Q4XN18, MIH22Q4XN18, MIH22Q4XN18, MIH22Q4XN18, MIH22Q4XN18, MIH22Q4XN18, MIH22Q4XN18, MIH22Q4XN18, MIH22Q4XN18, MIH22Q4XN18, MIH22Q4XN18, MIH22Q4XN18
ELS-MSP-VF250213 | Midea | MVC-M560WV2GN1(G) | 3 | 56.01 | 4.51 | 5.00 | 5.77 | 5.63 | 5.25 | 30562 | 4584 | 28/10/2028 | 24 | MIH22Q4XN18, MIH22Q4XN18, MIH22Q4XN18, MIH22Q4XN18, MIH22Q4XN18, MIH22Q4XN18, MIH22Q4XN18, MIH22Q4XN18, MIH22Q4XN18, MIH22Q4XN18, MIH22Q4XN18, MIH22Q4XN18, MIH22Q4XN18, MIH22Q4XN18, MIH22Q4XN18, MIH22Q4XN18, MIH22Q4XN18, MIH22Q4XN18, MIH22Q4XN18, MIH22Q4XN18, MIH22Q4XN18, MIH22Q4XN18, MIH36Q4XN18, MIH36Q4XN18
ELS-MDS-VF230129 | Midea | MV8-400WV2RN1E(PRO) | 1 | 40.02 | 3.05 | 4.23 | 4.68 | 4.65 | 4.37 | 26645 | 3997 | 22/05/2026 | 18 | MIH22Q4XN18, MIH22Q4XN18, MIH22Q4XN18, MIH22Q4XN18, MIH22Q4XN18, MIH22Q4XN18, MIH22Q4XN18, MIH22Q4XN18, MIH22Q4XN18, MIH22Q4XN18, MIH22Q4XN18, MIH22Q4XN18, MIH22Q4XN18, MIH22Q4XN18, MIH22Q4XN18, MIH22Q4XN18, MIH28Q4XN18, MIH28Q4XN18
ELS-MDS-VF230124 | Midea | MV8-280WV2RN1E(PRO) | 2 | 28.56 | 3.41 | 4.84 | 5.18 | 4.46 | 4.84 | 16715 | 2507 | 14/05/2026 | 18 | MIH15Q4XN18, MIH15Q4XN18, MIH15Q4XN18, MIH15Q4XN18, MIH15Q4XN18, MIH15Q4XN18, MIH15Q4XN18, MIH15Q4XN18, MIH15Q4XN18, MIH15Q4XN18, MIH15Q4XN18, MIH15Q4XN18, MIH15Q4XN18, MIH15Q4XN18, MIH15Q4XN18, MIH15Q4XN18, MIH22Q4XN18, MIH22Q4XN18
MELS-MIT-VF220026 | Mitsubishi Electric | PUMY-CP225YKM2-PA, PUMY-CP225YKM2-PA-BS | 3 | 25.50 | 4.10 | 5.27 | 6.12 | 4.07 | 5.30 | 13568 | 2035 | 14/08/2028 | 5 | PLFY-EP32VEM-E, PLFY-EP32VEM-E, PLFY-EP50VEM-E, PLFY-EP50VEM-E, PLFY-EP63VEM-E
MELS-MIT-VF210031 | Mitsubishi Electric | PUCY-P450YKD.TH, PUCY-P450YKD.TH-BS | 2 | 48.00 | 3.54 | 4.57 | 5.57 | 5.65 | 4.92 | 28368 | 4255 | 31/03/2027 | 12 | PLFY-EP32VEM-E, PLFY-EP32VEM-E, PLFY-EP32VEM-E, PLFY-EP32VEM-E, PLFY-EP32VEM-E, PLFY-EP32VEM-E, PLFY-EP32VEM-E, PLFY-EP32VEM-E, PLFY-EP32VEM-E, PLFY-EP32VEM-E, PLFY-EP50VEM-E, PLFY-EP50VEM-E
MELS-MIT-VF210001 | Mitsubishi Electric | PUMY-CP175YKM-PA-BS, PUMY-CP175YKM-PA | 3 | 20.15 | 5.04 | 5.77 | 5.83 | 3.57 | 5.49 | 10339 | 1551 | 31/03/2027 | 5 | PLFY-EP32VEM-E, PLFY-EP32VEM-E, PLFY-EP32VEM-E, PLFY-EP32VEM-E, PLFY-EP50VEM-E
ELS-MIT-VF230157 | Mitsubishi Electric | PUCY-EP500YKE.TH-SG, PUCY-EP500YKE.TH-SG-BS | 3 | 56.11 | 3.69 | 4.82 | 5.79 | 6.71 | 5.26 | 31747 | 4762 | 19/10/2026 | 12 | PLFY-EP32VEM-E, PLFY-EP32VEM-E, PLFY-EP32VEM-E, PLFY-EP32VEM-E, PLFY-EP32VEM-E, PLFY-EP32VEM-E, PLFY-EP50VEM-E, PLFY-EP50VEM-E, PLFY-EP50VEM-E, PLFY-EP50VEM-E, PLFY-EP50VEM-E, PLFY-EP50VEM-E
ELS-MIT-VF230148 | Mitsubishi Electric | PUCY-EP250YKE.TH-SG, PUCY-EP250YKE.TH-SG-BS | 5 | 28.55 | 4.51 | 5.75 | 7.04 | 6.70 | 6.15 | 13783 | 2068 | 18/10/2026 | 8 | PLFY-EP32VEM-E, PLFY-EP32VEM-E, PLFY-EP32VEM-E, PLFY-EP32VEM-E, PLFY-EP32VEM-E, PLFY-EP32VEM-E, PLFY-EP32VEM-E, PLFY-EP32VEM-E
MELS-MIT-VF210005 | Mitsubishi Electric | PUCY-P500YKD.TH, PUCY-P500YKD.TH-BS | 3 | 56.00 | 4.09 | 5.12 | 5.84 | 6.81 | 5.48 | 29514 | 4427 | 31/03/2027 | 12 | PLFY-EP32VEM-E, PLFY-EP32VEM-E, PLFY-EP32VEM-E, PLFY-EP32VEM-E, PLFY-EP32VEM-E, PLFY-EP32VEM-E, PLFY-EP50VEM-E, PLFY-EP50VEM-E, PLFY-EP50VEM-E, PLFY-EP50VEM-E, PLFY-EP50VEM-E, PLFY-EP50VEM-E
MELS-MIT-VF210006 | Mitsubishi Electric | PUCY-P350YKD.TH, PUCY-P350YKD.TH-BS | 3 | 40.00 | 4.51 | 5.49 | 5.77 | 4.90 | 5.46 | 20579 | 3087 | 31/03/2027 | 11 | PLFY-EP32VEM-E, PLFY-EP32VEM-E, PLFY-EP32VEM-E, PLFY-EP32VEM-E, PLFY-EP32VEM-E, PLFY-EP32VEM-E, PLFY-EP32VEM-E, PLFY-EP32VEM-E, PLFY-EP32VEM-E, PLFY-EP32VEM-E, PLFY-EP32VEM-E
MELS-MIT-VF220022 | Mitsubishi Electric | PUMY-CP300YBM2-PA, PUMY-CP300YBM2-PA-BS | 2 | 33.99 | 3.94 | 5.05 | 5.34 | 3.84 | 4.95 | 18832 | 2825 | 02/08/2028 | 6 | PLFY-EP50VEM-E, PLFY-EP50VEM-E, PLFY-EP50VEM-E, PLFY-EP50VEM-E, PLFY-EP50VEM-E, PLFY-EP50VEM-E
MELS-MIT-VF220025 | Mitsubishi Electric | PUMY-CP175YKM2-PA, PUMY-CP175YKM2-PA-BS | 3 | 20.15 | 5.04 | 5.77 | 5.83 | 3.57 | 5.49 | 10339 | 1551 | 14/08/2028 | 5 | PLFY-EP32VEM-E, PLFY-EP32VEM-E, PLFY-EP32VEM-E, PLFY-EP32VEM-E, PLFY-EP50VEM-E
ELS-MIT-VF230143 | Mitsubishi Electric | PUCY-EP200YKE.TH-SG, PUCY-EP200YKE.TH-SG-BS | 5 | 22.68 | 4.79 | 5.87 | 7.30 | 5.57 | 6.15 | 10826 | 1624 | 11/10/2026 | 6 | PLFY-EP32VEM-E, PLFY-EP32VEM-E, PLFY-EP32VEM-E, PLFY-EP32VEM-E, PLFY-EP32VEM-E, PLFY-EP32VEM-E
ELS-MIT-VF230146 | Mitsubishi Electric | PUCY-P200YKE.TH-SG, PUCY-P200YKE.TH-SG-BS | 4 | 22.68 | 4.59 | 5.62 | 6.99 | 5.36 | 5.89 | 11290 | 1694 | 18/10/2026 | 6 | PLFY-EP32VEM-E, PLFY-EP32VEM-E, PLFY-EP32VEM-E, PLFY-EP32VEM-E, PLFY-EP32VEM-E, PLFY-EP32VEM-E
ELS-MIT-VF230149 | Mitsubishi Electric | PUCY-P300YKE.TH-SG, PUCY-P300YKE.TH-SG-BS | 3 | 33.55 | 3.93 | 5.07 | 6.33 | 7.11 | 5.60 | 18152 | 2723 | 18/10/2026 | 9 | PLFY-EP32VEM-E, PLFY-EP32VEM-E, PLFY-EP32VEM-E, PLFY-EP32VEM-E, PLFY-EP32VEM-E, PLFY-EP32VEM-E, PLFY-EP32VEM-E, PLFY-EP32VEM-E, PLFY-EP32VEM-E
MELS-MIT-VF210110 | Mitsubishi Electric | PUMY-CP250YBM-PA-BS, PUMY-CP250YBM-PA | 2 | 28.47 | 4.41 | 5.02 | 5.48 | 3.25 | 4.90 | 15931 | 2390 | 11/05/2027 | 6 | PLFY-EP32VEM-E, PLFY-EP32VEM-E, PLFY-EP32VEM-E, PLFY-EP50VEM-E, PLFY-EP50VEM-E, PLFY-EP50VEM-E
MELS-MIT-VF210085 | Mitsubishi Electric | PUMY-CP200YKM-PA-BS, PUMY-CP200YKM-PA | 3 | 22.56 | 3.84 | 5.55 | 6.00 | 3.82 | 5.41 | 11701 | 1755 | 31/03/2027 | 5 | PLFY-EP32VEM-E, PLFY-EP32VEM-E, PLFY-EP32VEM-E, PLFY-EP50VEM-E, PLFY-EP50VEM-E
ELS-MIT-VF230151 | Mitsubishi Electric | PUCY-EP300YKE.TH-SG, PUCY-EP300YKE.TH-SG-BS | 5 | 33.88 | 4.56 | 5.88 | 6.81 | 6.55 | 6.16 | 16234 | 2435 | 19/10/2026 | 9 | PLFY-EP32VEM-E, PLFY-EP32VEM-E, PLFY-EP32VEM-E, PLFY-EP32VEM-E, PLFY-EP32VEM-E, PLFY-EP32VEM-E, PLFY-EP32VEM-E, PLFY-EP32VEM-E, PLFY-EP32VEM-E
ELS-MIT-VF230145 | Mitsubishi Electric | PUCY-EP400YKE.TH-SG, PUCY-EP400YKE.TH-SG-BS | 4 | 44.06 | 4.52 | 5.30 | 6.26 | 6.89 | 5.71 | 22885 | 3433 | 15/10/2026 | 12 | PLFY-EP32VEM-E, PLFY-EP32VEM-E, PLFY-EP32VEM-E, PLFY-EP32VEM-E, PLFY-EP32VEM-E, PLFY-EP32VEM-E, PLFY-EP32VEM-E, PLFY-EP32VEM-E, PLFY-EP32VEM-E, PLFY-EP32VEM-E, PLFY-EP32VEM-E, PLFY-EP32VEM-E
ELS-MIT-VF230152 | Mitsubishi Electric | PUCY-P350YKE.TH-SG, PUCY-P350YKE.TH-SG-BS | 3 | 40.02 | 4.19 | 4.89 | 5.99 | 5.85 | 5.26 | 22474 | 3371 | 19/10/2026 | 11 | PLFY-EP32VEM-E, PLFY-EP32VEM-E, PLFY-EP32VEM-E, PLFY-EP32VEM-E, PLFY-EP32VEM-E, PLFY-EP32VEM-E, PLFY-EP32VEM-E, PLFY-EP32VEM-E, PLFY-EP32VEM-E, PLFY-EP32VEM-E, PLFY-EP32VEM-E
ELS-MIT-VF230156 | Mitsubishi Electric | PUCY-P500YKE.TH-SG, PUCY-P500YKE.TH-SG-BS | 2 | 56.11 | 3.57 | 4.66 | 5.59 | 6.49 | 5.09 | 32818 | 4923 | 19/10/2026 | 12 | PLFY-EP32VEM-E, PLFY-EP32VEM-E, PLFY-EP32VEM-E, PLFY-EP32VEM-E, PLFY-EP32VEM-E, PLFY-EP32VEM-E, PLFY-EP50VEM-E, PLFY-EP50VEM-E, PLFY-EP50VEM-E, PLFY-EP50VEM-E, PLFY-EP50VEM-E, PLFY-EP50VEM-E
ELS-MIT-VF230147 | Mitsubishi Electric | PUCY-P250YKE.TH-SG, PUCY-P250YKE.TH-SG-BS | 4 | 28.55 | 4.28 | 5.45 | 6.68 | 6.40 | 5.84 | 14496 | 2174 | 18/10/2026 | 8 | PLFY-EP32VEM-E, PLFY-EP32VEM-E, PLFY-EP32VEM-E, PLFY-EP32VEM-E, PLFY-EP32VEM-E, PLFY-EP32VEM-E, PLFY-EP32VEM-E, PLFY-EP32VEM-E
MELS-MIT-VF210111 | Mitsubishi Electric | PUMY-CP300YBM-PA, PUMY-CP300YBM-PA-BS | 2 | 33.99 | 3.94 | 5.05 | 5.34 | 3.84 | 4.95 | 18832 | 2825 | 11/05/2027 | 6 | PLFY-EP50VEM-E, PLFY-EP50VEM-E, PLFY-EP50VEM-E, PLFY-EP50VEM-E, PLFY-EP50VEM-E, PLFY-EP50VEM-E
MELS-MIT-VF220023 | Mitsubishi Electric | PUMY-CP250YBM2-PA, PUMY-CP250YBM2-PA-BS | 2 | 28.47 | 4.41 | 5.02 | 5.48 | 3.25 | 4.90 | 15931 | 2390 | 02/08/2028 | 6 | PLFY-EP32VEM-E, PLFY-EP32VEM-E, PLFY-EP32VEM-E, PLFY-EP50VEM-E, PLFY-EP50VEM-E, PLFY-EP50VEM-E
MELS-MIT-VF220027 | Mitsubishi Electric | PUMY-CP200YKM2-PA, PUMY-CP200YKM2-PA-BS | 3 | 22.56 | 3.84 | 5.55 | 6.00 | 3.82 | 5.41 | 11701 | 1755 | 14/08/2028 | 5 | PLFY-EP32VEM-E, PLFY-EP32VEM-E, PLFY-EP32VEM-E, PLFY-EP50VEM-E, PLFY-EP50VEM-E
MELS-MIT-VF210008 | Mitsubishi Electric | PUCY-P200YKD.TH, PUCY-P200YKD.TH-BS | 4 | 22.40 | 4.62 | 5.67 | 6.58 | 5.36 | 5.83 | 11002 | 1650 | 31/03/2027 | 6 | PLFY-EP32VEM-E, PLFY-EP32VEM-E, PLFY-EP32VEM-E, PLFY-EP32VEM-E, PLFY-EP32VEM-E, PLFY-EP32VEM-E
MELS-MIT-VF210054 | Mitsubishi Electric | PUMY-CP225YKM-PA-BS, PUMY-CP225YKM-PA | 3 | 25.50 | 4.10 | 5.27 | 6.12 | 4.07 | 5.30 | 13568 | 2035 | 31/03/2027 | 5 | PLFY-EP32VEM-E, PLFY-EP32VEM-E, PLFY-EP50VEM-E, PLFY-EP50VEM-E, PLFY-EP63VEM-E
MELS-MIT-VF210029 | Mitsubishi Electric | PUCY-P300YKD.TH, PUCY-P300YKD.TH-BS | 3 | 33.50 | 4.11 | 5.14 | 6.01 | 5.01 | 5.31 | 17964 | 2695 | 31/03/2027 | 9 | PLFY-EP32VEM-E, PLFY-EP32VEM-E, PLFY-EP32VEM-E, PLFY-EP32VEM-E, PLFY-EP32VEM-E, PLFY-EP32VEM-E, PLFY-EP32VEM-E, PLFY-EP32VEM-E, PLFY-EP32VEM-E
MELS-MIT-VF210030 | Mitsubishi Electric | PUCY-P250YKD.TH, PUCY-P250YKD.TH-BS | 4 | 28.00 | 4.38 | 5.53 | 6.44 | 6.08 | 5.79 | 13903 | 2085 | 31/03/2027 | 8 | PLFY-EP32VEM-E, PLFY-EP32VEM-E, PLFY-EP32VEM-E, PLFY-EP32VEM-E, PLFY-EP32VEM-E, PLFY-EP32VEM-E, PLFY-EP32VEM-E, PLFY-EP32VEM-E
MELS-MIT-VF210007 | Mitsubishi Electric | PUCY-P400YKD.TH, PUCY-P400YKD.TH-BS | 2 | 44.00 | 3.90 | 4.84 | 5.69 | 5.68 | 5.13 | 24718 | 3708 | 31/03/2027 | 12 | PLFY-EP32VEM-E, PLFY-EP32VEM-E, PLFY-EP32VEM-E, PLFY-EP32VEM-E, PLFY-EP32VEM-E, PLFY-EP32VEM-E, PLFY-EP32VEM-E, PLFY-EP32VEM-E, PLFY-EP32VEM-E, PLFY-EP32VEM-E, PLFY-EP32VEM-E, PLFY-EP32VEM-E
ELS-MIT-VF230153 | Mitsubishi Electric | PUCY-P400YKE.TH-SG, PUCY-P400YKE.TH-SG-BS | 2 | 44.02 | 3.99 | 4.76 | 5.75 | 5.98 | 5.13 | 25343 | 3801 | 19/10/2026 | 12 | PLFY-EP32VEM-E, PLFY-EP32VEM-E, PLFY-EP32VEM-E, PLFY-EP32VEM-E, PLFY-EP32VEM-E, PLFY-EP32VEM-E, PLFY-EP32VEM-E, PLFY-EP32VEM-E, PLFY-EP32VEM-E, PLFY-EP32VEM-E, PLFY-EP32VEM-E, PLFY-EP32VEM-E
ELS-MIT-VF230154 | Mitsubishi Electric | PUCY-P450YKE.TH-SG, PUCY-P450YKE.TH-SG-BS | 2 | 48.25 | 3.46 | 4.48 | 5.57 | 6.15 | 4.93 | 29421 | 4413 | 19/10/2026 | 12 | PLFY-EP32VEM-E, PLFY-EP32VEM-E, PLFY-EP32VEM-E, PLFY-EP32VEM-E, PLFY-EP32VEM-E, PLFY-EP32VEM-E, PLFY-EP32VEM-E, PLFY-EP32VEM-E, PLFY-EP32VEM-E, PLFY-EP32VEM-E, PLFY-EP50VEM-E, PLFY-EP50VEM-E
ELS-MIT-VF230155 | Mitsubishi Electric | PUCY-EP450YKE.TH-SG, PUCY-EP450YKE.TH-SG-BS | 3 | 48.09 | 4.23 | 5.00 | 6.07 | 6.54 | 5.43 | 26265 | 3940 | 19/10/2026 | 12 | PLFY-EP32VEM-E, PLFY-EP32VEM-E, PLFY-EP32VEM-E, PLFY-EP32VEM-E, PLFY-EP32VEM-E, PLFY-EP32VEM-E, PLFY-EP32VEM-E, PLFY-EP32VEM-E, PLFY-EP32VEM-E, PLFY-EP32VEM-E, PLFY-EP50VEM-E, PLFY-EP50VEM-E
ELS-MIT-VF230150 | Mitsubishi Electric | PUCY-EP350YKE.TH-SG, PUCY-EP350YKE.TH-SG-BS | 5 | 40.43 | 4.74 | 5.80 | 6.63 | 7.26 | 6.16 | 19296 | 2894 | 18/10/2026 | 11 | PLFY-EP32VEM-E, PLFY-EP32VEM-E, PLFY-EP32VEM-E, PLFY-EP32VEM-E, PLFY-EP32VEM-E, PLFY-EP32VEM-E, PLFY-EP32VEM-E, PLFY-EP32VEM-E, PLFY-EP32VEM-E, PLFY-EP32VEM-E, PLFY-EP32VEM-E
ELS-WKH-VF230159 | Mitsubishi Heavy Industries | FDC280CKXZA2-S8 | 4 | 27.67 | 4.54 | 5.48 | 6.95 | 5.77 | 5.85 | 13718 | 2058 | 02/11/2026 | 10 | FDT28KXZE1, FDT28KXZE1, FDT28KXZE1, FDT28KXZE1, FDT28KXZE1, FDT28KXZE1, FDT28KXZE1, FDT28KXZE1, FDT28KXZE1, FDT28KXZE1
MELS-WKH-VF210108 | Mitsubishi Heavy Industries | FDC500CKXZA2, FDCS500CKXZA2 | 2 | 47.98 | 3.14 | 4.20 | 4.98 | 8.31 | 4.88 | 31367 | 4705 | 10/05/2027 | 8 | FDT71KXZE1, FDT71KXZE1, FDT71KXZE1, FDT71KXZE1, FDT56KXZE1, FDT56KXZE1, FDT56KXZE1, FDT56KXZE1
MELS-WKH-VF220031 | Mitsubishi Heavy Industries | FDC335CKXZA2, FDCS335CKXZA2 | 3 | 33.68 | 4.21 | 5.37 | 6.42 | 5.41 | 5.60 | 17156 | 2573 | 24/08/2028 | 12 | FDT28KXZE1, FDT28KXZE1, FDT28KXZE1, FDT28KXZE1, FDT28KXZE1, FDT28KXZE1, FDT28KXZE1, FDT28KXZE1, FDT28KXZE1, FDT28KXZE1, FDT28KXZE1, FDT28KXZE1
MELS-WKH-VF210107 | Mitsubishi Heavy Industries | FDC140KXES6, FDCS140KXES6 | 1 | 13.42 | 2.89 | 4.20 | 4.31 | 8.18 | 4.70 | 9373 | 1406 | 04/04/2027 | 2 | FDT71KXZE1, FDT71KXZE1
MELS-WKH-VF220028 | Mitsubishi Heavy Industries | FDC400CKXZA2, FDCS400CKXZA2 | 3 | 40.61 | 3.90 | 5.14 | 6.49 | 4.06 | 5.30 | 21620 | 3243 | 24/08/2028 | 12 | FDT36KXZE1, FDT36KXZE1, FDT36KXZE1, FDT36KXZE1, FDT36KXZE1, FDT36KXZE1, FDT36KXZE1, FDT36KXZE1, FDT28KXZE1, FDT28KXZE1, FDT28KXZE1, FDT28KXZE1
MELS-WKH-VF220030 | Mitsubishi Heavy Industries | FDC280KXE6G, FDCS280KXE6G | 1 | 28.25 | 3.82 | 4.68 | 5.45 | 3.32 | 4.68 | 16843 | 2527 | 12/07/2028 | 8 | FDT36KXZE1, FDT36KXZE1, FDT36KXZE1, FDT36KXZE1, FDT36KXZE1, FDT36KXZE1, FDT36KXZE1, FDT28KXZE1
MELS-WKH-VF210109 | Mitsubishi Heavy Industries | FDC280CKXZA2, FDCS280CKXZA2 | 1 | 26.60 | 3.37 | 4.20 | 5.36 | 5.67 | 4.64 | 17415 | 2612 | 10/05/2027 | 4 | FDT71KXZE1, FDT71KXZE1, FDT71KXZE1, FDT71KXZE1
MELS-WKH-VF220029 | Mitsubishi Heavy Industries | FDC560CKXZA2, FDCS560CKXZA2 | 1 | 56.10 | 2.93 | 4.17 | 5.78 | 6.12 | 4.77 | 35791 | 5369 | 24/08/2028 | 12 | FDT45KXZE1, FDT45KXZE1, FDT45KXZE1, FDT45KXZE1, FDT45KXZE1, FDT45KXZE1, FDT45KXZE1, FDT45KXZE1, FDT45KXZE1, FDT45KXZE1, FDT56KXZE1, FDT56KXZE1
ELS-NAT-VF230144 | Natflow | NRV-316 | 2 | 45.00 | 3.88 | 5.17 | 5.73 | 4.48 | 5.19 | 24305 | 3646 | 15/10/2026 | 4 | VCS4-48, VCS4-48, VCS4-48, VCS4-48
ELS-NAT-VF230142 | Natflow | NRV-310 | 3 | 28.00 | 4.27 | 5.59 | 5.86 | 4.64 | 5.51 | 14193 | 2129 | 25/09/2026 | 2 | VCS4-48, VCS4-48
ELS-NAT-VF230158 | Natflow | NRV-314 | 3 | 40.00 | 3.93 | 5.31 | 5.78 | 4.52 | 5.30 | 21118 | 3168 | 19/10/2026 | 4 | VCS4-48, VCS4-48, VCS4-48, VCS4-48
ELS-NAT-VF230160 | Natflow | NRV-322 | 3 | 61.50 | 3.79 | 5.22 | 5.89 | 4.46 | 5.26 | 32812 | 4922 | 13/12/2026 | 5 | VCS4-48, VCS4-48, VCS4-48, VCS4-48, VCS4-48
ELS-NAT-VF230141 | Natflow | NRV-312 | 3 | 33.50 | 4.05 | 5.45 | 5.80 | 4.58 | 5.40 | 17338 | 2601 | 21/09/2026 | 3 | VCS4-48, VCS4-48, VCS4-48
ELS-NAT-VF230131 | Natflow | NRV-308 | 4 | 25.20 | 4.47 | 5.82 | 6.03 | 4.77 | 5.71 | 12319 | 1848 | 22/08/2026 | 2 | VCS4-48, VCS4-48
MELS-PAN-VF220008 | Panasonic | U-10ME2R8, U-10ME2R8E | 4 | 28.05 | 4.42 | 5.53 | 6.87 | 5.90 | 5.87 | 13948 | 2092 | 19/08/2027 | 11 | S-22MU2E5A, S-22MU2E5A, S-22MU2E5A, S-22MU2E5A, S-22MU2E5A, S-22MU2E5A, S-22MU2E5A, S-22MU2E5A, S-22MU2E5A, S-22MU2E5A, S-60MU2E5A
MELS-PAN-VF220001 | Panasonic | U-4LE2R8 | 2 | 12.13 | 4.24 | 5.00 | 5.25 | 5.12 | 5.06 | 6908 | 1036 | 19/08/2027 | 4 | S-28MU2E5A, S-36MU2E5A, S-28MU2E5A, S-28MU2E5A
MELS-PAN-VF220010 | Panasonic | U-20ME2R8, U-20ME2R8E | 1 | 54.98 | 3.30 | 4.23 | 5.21 | 4.22 | 4.44 | 36144 | 5422 | 19/08/2027 | 12 | S-22MU2E5A, S-22MU2E5A, S-22MU2E5A, S-22MU2E5A, S-22MU2E5A, S-22MU2E5A, S-36MU2E5A, S-60MU2E5A, S-60MU2E5A, S-60MU2E5A, S-106MU2E5A, S-106MU2E5A
MELS-PAN-VF220013 | Panasonic | U-18ME2R8, U-18ME2R8E | 1 | 49.09 | 3.42 | 4.42 | 5.37 | 4.35 | 4.62 | 30982 | 4647 | 19/08/2027 | 12 | S-22MU2E5A, S-22MU2E5A, S-22MU2E5A, S-22MU2E5A, S-22MU2E5A, S-22MU2E5A, S-22MU2E5A, S-22MU2E5A, S-22MU2E5A, S-106MU2E5A, S-106MU2E5A, S-90MU2E5A
MELS-PAN-VF220004 | Panasonic | U-6LE2R8 | 1 | 15.63 | 3.59 | 4.44 | 4.81 | 4.99 | 4.58 | 9752 | 1463 | 19/08/2027 | 4 | S-36MU2E5A, S-45MU2E5A, S-36MU2E5A, S-36MU2E5A
MELS-PAN-VF220006 | Panasonic | U-5LE2R8 | 1 | 13.76 | 3.70 | 4.48 | 4.90 | 5.02 | 4.63 | 8606 | 1291 | 22/08/2027 | 4 | S-36MU2E5A, S-36MU2E5A, S-36MU2E5A, S-36MU2E5A
MELS-PAN-VF220011 | Panasonic | U-14ME2R8, U-14ME2R8E | 2 | 39.74 | 3.81 | 4.90 | 6.10 | 5.27 | 5.21 | 22485 | 3373 | 19/08/2027 | 12 | S-22MU2E5A, S-22MU2E5A, S-22MU2E5A, S-22MU2E5A, S-22MU2E5A, S-22MU2E5A, S-28MU2E5A, S-28MU2E5A, S-36MU2E5A, S-56MU2E5A, S-60MU2E5A, S-60MU2E5A
MELS-PAN-VF220003 | Panasonic | U-12ME2R8, U-12ME2R8E | 2 | 33.55 | 3.91 | 4.88 | 6.08 | 5.02 | 5.16 | 18637 | 2796 | 19/08/2027 | 12 | S-22MU2E5A, S-22MU2E5A, S-22MU2E5A, S-22MU2E5A, S-22MU2E5A, S-22MU2E5A, S-22MU2E5A, S-22MU2E5A, S-22MU2E5A, S-28MU2E5A, S-36MU2E5A, S-73MU2E5A
MELS-PAN-VF220009 | Panasonic | U-8ME2R8, U-8ME2R8E | 5 | 22.75 | 4.71 | 6.00 | 7.25 | 6.08 | 6.28 | 10374 | 1556 | 19/08/2027 | 9 | S-22MU2E5A, S-28MU2E5A, S-36MU2E5A, S-22MU2E5A, S-22MU2E5A, S-22MU2E5A, S-22MU2E5A, S-22MU2E5A, S-28MU2E5A
MELS-PAN-VF220012 | Panasonic | U-10LE1R8 | 1 | 25.50 | 3.37 | 4.13 | 4.98 | 4.48 | 4.36 | 16632 | 2495 | 19/08/2027 | 6 | S-22MU2E5A, S-28MU2E5A, S-60MU2E5A, S-90MU2E5A, S-22MU2E5A, S-28MU2E5A
MELS-PAN-VF220002 | Panasonic | U-8LE1R8 | 1 | 22.53 | 4.21 | 4.49 | 5.15 | 4.38 | 4.63 | 13732 | 2060 | 19/08/2027 | 5 | S-22MU2E5A, S-60MU2E5A, S-22MU2E5A, S-60MU2E5A, S-60MU2E5A
MELS-PAN-VF220007 | Panasonic | U-16ME2R8, U-16ME2R8E | 1 | 44.48 | 3.44 | 4.47 | 5.64 | 4.87 | 4.78 | 27410 | 4112 | 19/08/2027 | 12 | S-22MU2E5A, S-22MU2E5A, S-22MU2E5A, S-22MU2E5A, S-22MU2E5A, S-22MU2E5A, S-22MU2E5A, S-60MU2E5A, S-60MU2E5A, S-60MU2E5A, S-60MU2E5A, S-56MU2E5A
ELS-SAM-VF250201 | Samsung | AM180DXVGGH/SA | 3 | 48.47 | 4.94 | 4.98 | 5.97 | 5.25 | 5.25 | 26261 | 3939 | 27/07/2028 | 16 | AM028NN4FEH/EU, AM028NN4FEH/EU, AM028NN4FEH/EU, AM028NN4FEH/EU, AM028NN4FEH/EU, AM028NN4FEH/EU, AM028NN4FEH/EU, AM028NN4FEH/EU, AM036NN4FEH/EU, AM036NN4FEH/EU, AM036NN4FEH/EU, AM036NN4FEH/EU, AM036NN4FEH/EU, AM036NN4FEH/EU, AM036NN4FEH/EU, AM036NN4FEH/EU
ELS-SAM-VF250202 | Samsung | AM200DXVGGH/SA | 2 | 54.17 | 4.40 | 4.68 | 5.36 | 5.85 | 4.98 | 31693 | 4754 | 31/07/2028 | 16 | AM036NN4FEH/EU, AM036NN4FEH/EU, AM036NN4FEH/EU, AM036NN4FEH/EU, AM036NN4FEH/EU, AM036NN4FEH/EU, AM036NN4FEH/EU, AM036NN4FEH/EU, AM036NN4FEH/EU, AM036NN4FEH/EU, AM036NN4FEH/EU, AM036NN4FEH/EU, AM036NN4FEH/EU, AM036NN4FEH/EU, AM036NN4FEH/EU, AM036NN4FEH/EU
ELS-SAM-VF250199 | Samsung | AM100DXVGGH/SA | 3 | 27.34 | 5.31 | 5.64 | 6.07 | 4.71 | 5.62 | 13539 | 2031 | 24/07/2028 | 10 | AM028NN4FEH/EU, AM028NN4FEH/EU, AM028NN4FEH/EU, AM028NN4FEH/EU, AM028NN4FEH/EU, AM028NN4FEH/EU, AM028NN4FEH/EU, AM028NN4FEH/EU, AM028NN4FEH/EU, AM040NN4FEH/EU
ELS-SAM-VF250205 | Samsung | AM240DXVGGH/SA | 1 | 65.16 | 3.86 | 4.35 | 5.38 | 5.17 | 4.69 | 40853 | 6128 | 07/08/2028 | 16 | AM028NN4FEH/EU, AM028NN4FEH/EU, AM028NN4FEH/EU, AM028NN4FEH/EU, AM028NN4FEH/EU, AM028NN4FEH/EU, AM028NN4FEH/EU, AM028NN4FEH/EU, AM056NN4FEH/EU, AM056NN4FEH/EU, AM056NN4FEH/EU, AM056NN4FEH/EU, AM056NN4FEH/EU, AM056NN4FEH/EU, AM056NN4FEH/EU, AM056NN4FEH/EU
ELS-SAM-VF250207 | Samsung | AM080DXVGGH/SA | 4 | 21.48 | 4.95 | 6.05 | 6.32 | 6.01 | 6.09 | 10212 | 1532 | 21/08/2028 | 8 | AM028NN4FEH/EU, AM028NN4FEH/EU, AM028NN4FEH/EU, AM028NN4FEH/EU, AM028NN4FEH/EU, AM028NN4FEH/EU, AM028NN4FEH/EU, AM028NN4FEH/EU
ELS-SAM-VF250200 | Samsung | AM160DXVGGH/SA | 4 | 43.15 | 5.52 | 5.79 | 6.41 | 5.91 | 5.95 | 20321 | 3048 | 24/07/2028 | 16 | AM028NN4FEH/EU, AM028NN4FEH/EU, AM028NN4FEH/EU, AM028NN4FEH/EU, AM028NN4FEH/EU, AM028NN4FEH/EU, AM028NN4FEH/EU, AM028NN4FEH/EU, AM028NN4FEH/EU, AM028NN4FEH/EU, AM028NN4FEH/EU, AM028NN4FEH/EU, AM028NN4FEH/EU, AM028NN4FEH/EU, AM028NN4FEH/EU, AM028NN4FEH/EU
ELS-SAM-VF250203 | Samsung | AM220DXVGGH/SA | 2 | 58.79 | 4.21 | 4.75 | 5.06 | 5.51 | 4.91 | 35229 | 5284 | 31/07/2028 | 16 | AM036NN4FEH/EU, AM036NN4FEH/EU, AM036NN4FEH/EU, AM036NN4FEH/EU, AM036NN4FEH/EU, AM036NN4FEH/EU, AM036NN4FEH/EU, AM036NN4FEH/EU, AM040NN4FEH/EU, AM040NN4FEH/EU, AM040NN4FEH/EU, AM040NN4FEH/EU, AM040NN4FEH/EU, AM040NN4FEH/EU, AM040NN4FEH/EU, AM040NN4FEH/EU
ELS-SAM-VF250206 | Samsung | AM120DXVGGH/SA | 3 | 32.92 | 5.11 | 5.19 | 5.61 | 5.32 | 5.30 | 17099 | 2565 | 14/08/2028 | 12 | AM028NN4FEH/EU, AM028NN4FEH/EU, AM028NN4FEH/EU, AM028NN4FEH/EU, AM028NN4FEH/EU, AM028NN4FEH/EU, AM028NN4FEH/EU, AM028NN4FEH/EU, AM028NN4FEH/EU, AM028NN4FEH/EU, AM028NN4FEH/EU, AM028NN4FEH/EU
ELS-SAM-VF250204 | Samsung | AM140DXVGGH/SA | 4 | 38.30 | 4.76 | 5.57 | 6.04 | 5.95 | 5.71 | 19109 | 2866 | 05/08/2028 | 14 | AM028NN4FEH/EU, AM028NN4FEH/EU, AM028NN4FEH/EU, AM028NN4FEH/EU, AM028NN4FEH/EU, AM028NN4FEH/EU, AM028NN4FEH/EU, AM028NN4FEH/EU, AM028NN4FEH/EU, AM028NN4FEH/EU, AM028NN4FEH/EU, AM028NN4FEH/EU, AM028NN4FEH/EU, AM040NN4FEH/EU
MELS-CAR-VF210066 | Toshiba | MMY-MAP2407T8P-SG | 2 | 65.47 | 3.27 | 4.15 | 5.99 | 7.06 | 4.93 | 41153 | 6173 | 04/04/2027 | 12 | MMU-AP0184HP1-E, MMU-AP0184HP1-E, MMU-AP0184HP1-E, MMU-AP0184HP1-E, MMU-AP0184HP1-E, MMU-AP0184HP1-E, MMU-AP0184HP1-E, MMU-AP0184HP1-E, MMU-AP0184HP1-E, MMU-AP0184HP1-E, MMU-AP0184HP1-E, MMU-AP0184HP1-E
MELS-CAR-VF210044 | Toshiba | MMY-MAP0807T8P-SG | 5 | 21.31 | 4.34 | 6.04 | 7.83 | 5.66 | 6.38 | 10144 | 1522 | 31/03/2027 | 8 | MMU-AP0094HP1-E, MMU-AP0094HP1-E, MMU-AP0094HP1-E, MMU-AP0094HP1-E, MMU-AP0094HP1-E, MMU-AP0094HP1-E, MMU-AP0094HP1-E, MMU-AP0094HP1-E
ELS-CAR-VF250194 | Toshiba | MMY-MUP0801T8P-SG | 5 | 21.92 | 4.84 | 6.01 | 7.47 | 4.91 | 6.20 | 10451 | 1568 | 03/06/2028 | 8 | MMU-UP0092, MMU-UP0092, MMU-UP0092, MMU-UP0092, MMU-UP0092, MMU-UP0092, MMU-UP0092, MMU-UP0092
MELS-CAR-VF220019 | Toshiba | MMY-MUP1001T8P-SG | 4 | 27.26 | 4.19 | 5.75 | 7.29 | 5.85 | 6.10 | 13273 | 1991 | 20/06/2028 | 10 | MMU-UP0092, MMU-UP0092, MMU-UP0092, MMU-UP0092, MMU-UP0092, MMU-UP0092, MMU-UP0092, MMU-UP0092, MMU-UP0092, MMU-UP0092
MELS-CAR-VF220020 | Toshiba | MMY-MUP1801T8P-SG | 2 | 48.11 | 3.30 | 4.62 | 5.62 | 7.50 | 5.19 | 28784 | 4318 | 20/06/2028 | 12 | MMU-UP0092, MMU-UP0151H-E, MMU-UP0151H-E, MMU-UP0151H-E, MMU-UP0151H-E, MMU-UP0151H-E, MMU-UP0151H-E, MMU-UP0151H-E, MMU-UP0151H-E, MMU-UP0151H-E, MMU-UP0151H-E, MMU-UP0151H-E
MELS-CAR-VF220021 | Toshiba | MMY-MUP2001T8P-SG | 2 | 53.62 | 3.21 | 4.33 | 5.86 | 7.61 | 5.08 | 33393 | 5009 | 20/06/2028 | 12 | MMU-UP0151H-E, MMU-UP0151H-E, MMU-UP0151H-E, MMU-UP0151H-E, MMU-UP0151H-E, MMU-UP0151H-E, MMU-UP0151H-E, MMU-UP0151H-E, MMU-UP0181H-E, MMU-UP0181H-E, MMU-UP0181H-E, MMU-UP0181H-E
MELS-CAR-VF220018 | Toshiba | MMY-MUP1601T8P-SG | 4 | 43.64 | 3.81 | 5.20 | 6.22 | 7.52 | 5.70 | 23730 | 3559 | 20/06/2028 | 12 | MMU-UP0092, MMU-UP0092, MMU-UP0092, MMU-UP0092, MMU-UP0151H-E, MMU-UP0151H-E, MMU-UP0151H-E, MMU-UP0151H-E, MMU-UP0151H-E, MMU-UP0151H-E, MMU-UP0151H-E, MMU-UP0151H-E
MELS-CAR-VF210081 | Toshiba | MMY-MAP1207T8P-SG | 3 | 33.26 | 3.92 | 4.86 | 6.30 | 6.66 | 5.41 | 18487 | 2773 | 31/03/2027 | 12 | MMU-AP0094HP1-E, MMU-AP0094HP1-E, MMU-AP0094HP1-E, MMU-AP0094HP1-E, MMU-AP0094HP1-E, MMU-AP0094HP1-E, MMU-AP0094HP1-E, MMU-AP0094HP1-E, MMU-AP0094HP1-E, MMU-AP0094HP1-E, MMU-AP0094HP1-E, MMU-AP0094HP1-E
MELS-CAR-VF210024 | Toshiba | MMY-MAP1607T8P-SG | 2 | 43.63 | 4.29 | 4.68 | 5.55 | 6.65 | 5.13 | 25498 | 3825 | 31/03/2027 | 12 | MMU-AP0154HP1E, MMU-AP0154HP1E, MMU-AP0154HP1E, MMU-AP0154HP1E, MMU-AP0154HP1E, MMU-AP0154HP1E, MMU-AP0154HP1E, MMU-AP0094HP1E, MMU-AP0094HP1E, MMU-AP0094HP1E, MMU-AP0094HP1E, MMU-AP0094HP1E
MELS-CAR-VF220017 | Toshiba | MMY-MUP14A1T8P-SG | 4 | 38.73 | 4.21 | 5.25 | 6.31 | 7.70 | 5.79 | 20634 | 3095 | 20/06/2028 | 12 | MMU-UP0092, MMU-UP0092, MMU-UP0092, MMU-UP0092, MMU-UP0092, MMU-UP0092, MMU-UP0092, MMU-UP0092, MMU-UP0151H-E, MMU-UP0151H-E, MMU-UP0151H-E, MMU-UP0181H-E
MELS-CAR-VF210022 | Toshiba | MCY-MHP0805HT8-SG | 3 | 22.39 | 3.36 | 4.96 | 6.58 | 7.00 | 5.57 | 11885 | 1783 | 31/03/2027 | 8 | MMU-AP0094HP1-E, MMU-AP0094HP1-E, MMU-AP0094HP1-E, MMU-AP0094HP1-E, MMU-AP0094HP1-E, MMU-AP0094HP1-E, MMU-AP0094HP1-E, MMU-AP0094HP1-E
MELS-CAR-VF220044 | Toshiba | MMY-MUP2401T8P-SG | 2 | 65.36 | 3.10 | 4.18 | 5.39 | 7.28 | 4.83 | 41524 | 6229 | 20/11/2028 | 12 | MMU-UP0151H-E, MMU-UP0151H-E, MMU-UP0151H-E, MMU-UP0151H-E, MMU-UP0151H-E, MMU-UP0151H-E, MMU-UP0241H-E, MMU-UP0241H-E, MMU-UP0241H-E, MMU-UP0241H-E, MMU-UP0241H-E, MMU-UP0241H-E
MELS-CAR-VF210053 | Toshiba | MCY-MHP1004HT8-1 | 2 | 28.10 | 3.09 | 4.57 | 5.89 | 4.26 | 4.82 | 16467 | 2470 | 31/03/2027 | 10 | MMU-AP0094HP1-E, MMU-AP0094HP1-E, MMU-AP0094HP1-E, MMU-AP0094HP1-E, MMU-AP0094HP1-E, MMU-AP0094HP1-E, MMU-AP0094HP1-E, MMU-AP0094HP1-E, MMU-AP0094HP1-E, MMU-AP0094HP1-E
MELS-CAR-VF220043 | Toshiba | MMY-MUP2601T8P-SG | 1 | 71.41 | 2.86 | 3.90 | 5.05 | 6.18 | 4.44 | 49192 | 7379 | 20/11/2028 | 12 | MMU-UP0151H-E, MMU-UP0151H-E, MMU-UP0151H-E, MMU-UP0151H-E, MMU-UP0241H-E, MMU-UP0241H-E, MMU-UP0241H-E, MMU-UP0241H-E, MMU-UP0241H-E, MMU-UP0241H-E, MMU-UP0241H-E, MMU-UP0241H-E
MELS-CAR-VF220042 | Toshiba | MMY-MUP2201T8P-SG | 2 | 59.73 | 3.24 | 4.38 | 5.45 | 6.75 | 4.91 | 37362 | 5604 | 20/11/2028 | 12 | MMU-UP0151H-E, MMU-UP0151H-E, MMU-UP0151H-E, MMU-UP0151H-E, MMU-UP0151H-E, MMU-UP0151H-E, MMU-UP0151H-E, MMU-UP0151H-E, MMU-UP0241H-E, MMU-UP0241H-E, MMU-UP0241H-E, MMU-UP0241H-E
MELS-CAR-VF210047 | Toshiba | MMY-MAP1007T8P-SG | 4 | 27.29 | 3.97 | 5.25 | 6.80 | 6.25 | 5.72 | 14113 | 2117 | 31/03/2027 | 10 | MMU-AP0094HP1E, MMU-AP0094HP1E, MMU-AP0094HP1E, MMU-AP0094HP1E, MMU-AP0094HP1E, MMU-AP0094HP1E, MMU-AP0094HP1E, MMU-AP0094HP1E, MMU-AP0094HP1E, MMU-AP0094HP1E
MELS-CAR-VF210023 | Toshiba | MMY-MAP2007T8P-SG | 2 | 54.40 | 3.47 | 4.66 | 6.26 | 6.46 | 5.24 | 31099 | 4665 | 31/03/2027 | 12 | MMU-AP0154HP1-E, MMU-AP0154HP1-E, MMU-AP0154HP1-E, MMU-AP0154HP1-E, MMU-AP0154HP1-E, MMU-AP0154HP1-E, MMU-AP0154HP1-E, MMU-AP0154HP1-E, MMU-AP0154HP1-E, MMU-AP0154HP1-E, MMU-AP0154HP1-E, MMU-AP0154HP1-E
MELS-CAR-VF210080 | Toshiba | MMY-MAP2207T8P-SG | 2 | 61.61 | 3.31 | 4.42 | 5.48 | 6.85 | 4.95 | 38024 | 5704 | 31/03/2027 | 12 | MMU-AP0154HP1-E, MMU-AP0154HP1-E, MMU-AP0154HP1-E, MMU-AP0154HP1-E, MMU-AP0154HP1-E, MMU-AP0184HP1-E, MMU-AP0184HP1-E, MMU-AP0184HP1-E, MMU-AP0184HP1-E, MMU-AP0184HP1-E, MMU-AP0184HP1-E, MMU-AP0184HP1-E
MELS-CAR-VF210046 | Toshiba | MCY-MHP1204HT8-1 | 2 | 33.24 | 2.95 | 4.51 | 6.01 | 4.71 | 4.86 | 19769 | 2965 | 31/03/2027 | 12 | MMU-AP0094HP1-E, MMU-AP0094HP1-E, MMU-AP0094HP1-E, MMU-AP0094HP1-E, MMU-AP0094HP1-E, MMU-AP0094HP1-E, MMU-AP0094HP1-E, MMU-AP0094HP1-E, MMU-AP0094HP1-E, MMU-AP0094HP1-E, MMU-AP0094HP1-E, MMU-AP0094HP1-E
MELS-CAR-VF210045 | Toshiba | MMY-MAP1807T8P-SG | 2 | 49.79 | 3.62 | 4.51 | 5.92 | 6.30 | 5.05 | 29116 | 4367 | 31/03/2027 | 12 | MMU-AP0154HP1-E, MMU-AP0154HP1-E, MMU-AP0154HP1-E, MMU-AP0154HP1-E, MMU-AP0154HP1-E, MMU-AP0154HP1-E, MMU-AP0154HP1-E, MMU-AP0154HP1-E, MMU-AP0154HP1-E, MMU-AP0154HP1-E, MMU-AP0094HP1-E, MMU-AP0094HP1-E
MELS-CAR-VF210050 | Toshiba | MMY-MAP1407T8P-SG | 2 | 38.87 | 3.29 | 4.53 | 5.80 | 5.17 | 4.89 | 23567 | 3535 | 31/03/2027 | 12 | MMU-AP0094HP1-E, MMU-AP0094HP1-E, MMU-AP0094HP1-E, MMU-AP0094HP1-E, MMU-AP0094HP1-E, MMU-AP0094HP1-E, MMU-AP0094HP1-E, MMU-AP0094HP1-E, MMU-AP0154HP1-E, MMU-AP0154HP1-E, MMU-AP0154HP1-E, MMU-AP0154HP1-E
MELS-CAR-VF210056 | Toshiba | MMY-MAP14A7T8P-SG | 3 | 41.18 | 3.99 | 5.20 | 6.11 | 6.23 | 5.52 | 20871 | 3131 | 31/03/2027 | 12 | MMU-AP0154HP1-E, MMU-AP0154HP1-E, MMU-AP0154HP1-E, MMU-AP0154HP1-E, MMU-AP0094HP1-E, MMU-AP0094HP1-E, MMU-AP0094HP1-E, MMU-AP0094HP1-E, MMU-AP0094HP1-E, MMU-AP0094HP1-E, MMU-AP0094HP1-E, MMU-AP0094HP1-E
ELS-CAR-VF250197 | Toshiba | MMY-MUP1201T8P-SG | 4 | 32.46 | 4.03 | 5.35 | 6.82 | 7.19 | 5.90 | 16942 | 2541 | 23/07/2028 | 12 | MMU-UP0092, MMU-UP0092, MMU-UP0092, MMU-UP0092, MMU-UP0092, MMU-UP0092, MMU-UP0092, MMU-UP0092, MMU-UP0092, MMU-UP0092, MMU-UP0092, MMU-UP0092